## C&I BOQ_R0
SL NO | ITEM DESCRIPTION | UNIT | QUANTITY | RATE | AMOUNT
1 | Vendor to provide the Security Guards for complete project Duration during the day & nite as per the project schedule and as per the instructions of the Project manager. | LS | 1 | 200000 | 200000
2 | Providing Portable toilet service of 1 no per floor Staff toilet - 2Nos (Male & Female) till the time washroom on rental basis including Plumbing for Inlet & Outlet ,chemical dosing, maintenance cleaning and disposal of wastage on daily once basis. | NOS. | 2 | 80000 | 160000
3 | As per best practices. | NOS. | 1 | 100000 | 100000
4 | The Main Contractor will appoint a dedicated full-time 2 to 5 people housekeeping team headed by 1 nos housekeeping officer till Start to the completion of the project. Vendor should ensure that debris, dust, dirt created by each and every vendor to be cleared by Housekeeping workers. There should be atleast industrial type vacuum cleaner and all required tools and equipment's as per the size of the project (task / bosch) to be given for Housekeeping workers. Shifting of debris from site to designated area outside of site by trucks or tempoas specified by PMC is also in the scope of House keeping works. The house keeping also to be considered for cleaining of all toilets used in the construction periods.The site office also to consdered as a part of regular house keeping. A professinal deep cleaning agency has to be deployed with sufficient no of personnels as per Project manager's Instructions. Deep Cleaning of entire site for 20 days before handover of project to be considered. Maintaining neatness and orderliness of Contractor’s working areas, including sanitation facilities and other areas accessible by Contractor. | NOS. | 420 | 1200 | 504000
5 | Thickness - 75mm | SQM | 757 | 690 | 522330
6 | Providing and laying plain cement concrete (PCC) flooring ~75mm thick on existing RCC slab. The finished floor surface shall be laid smooth without any undulation, perfectly levelled and matched with the floor finish level as specified by the Architect. PCC flooring shall comprise of a topping layer ~25mm thick in cement concrete ratio 1:2:3 (cement: fine aggregate/ sand: course aggregate). The concrete mix ratio, size of aggregates and volume per unit area shall be confirming to the Indian Standard (IS) codes. Below the topping layer, a cement concrete layer of ~50mm thick, shall be provided in ratio 1:3:6 (cement: fine aggregate: coarse aggregate). The concrete mix ratio, size of aggregates and volume per unit area shall be confirming to the Indian Standard (IS) codes. The flooring shall be laid monolithically in panels of dimension, not exceeding, 4metres across length or breadth and the other dimension of a panel shall not exceed two or three times the previous dimension. The cement concrete flooring shall be adequately cured and shall not be exposed to any traffic until hardening. Epoxy Coating : All cracks / pinholes / undulation on the surface shall be sealed with epoxy based filler and the surface shall be grinded with fine sand. The surface shall be coated with resin based compound and polished to achieve desired finish as approved by the Architect / Interior Designer. Micro concrete coating : Providing and laying seamless microconcrete compound made with special cements, well dispersionable polymers and select fillers. The average thickness of the compound shall be ~2-4mm. Post application of the compound with straight edge trowel, the surface shall be prepared by grinding and polishing with 120 & 180 grit. General : Rate shall include supply and installation of all materials, including all requirements for preparation of substrate, priming of substrate and finishing of the floor. Rate shall also be inclusive of removal of debris, cleaning, grinding, polishing, curing, including all labour charges complete in all respects. | SQM | 175 | 750 | 131250
7 | Thickness - 150mm - 300mm | SQM | 101 | 1400 | 141400
8 | Providing and applying self-levelling cementitious compound of approved make, in thickness not less than ~5mm and not exceeding 40mm, as per the drawings and the direction from the Architect. The mixing of the compound shall be as per manufacturer's specification. The same shall be applied post surface preparation and priming . Surface preparation:- Providing and cleaning all floor surface to make it free from dirt, dust, loose particles, wax, polish, efflorescence, laitances and other contaminants by using wire brush, grinding all undulation to make the surface levelled, as per manufacturer's specification. Priming:- Providing and priming the surface with concentrated, synthetic, water-based, solvent-free multi-purpose primer, by diluting it with water in ratio of 1:3 for the first coat and allowing it to dry. Second coat of primer shall be applied by diluting in water in ratio of 1:1 and allowing it to dry. All procedures of application, including mixing and tools, shall comply with manufacturer's specification. Product Description: The commercial grade self levelling compound shall consist of high quality special cement and selected fillers. The same shall be mixed with water at rate of 5.5-6 Ltr for 25 Kg bag, and installed using suitable pin rake trowel and notch trowel, as per manufacturer's instructions. The surface shall be rolled with spike roller and allowed to dry completely. The mandatory properties of the compound shall be as follows:- Bulk density of powder: Approx. 1.3 kg / Ltr; Weight of fresh mortar: Approx. 2.0 kg / Ltr; Working time: Approx. 25 min; Flow life: Approx. 15 min; Initial set (Vicat): Approx. 40 min; Final set (Vicat) Approx 1 hr; Ball impact hardness: 6.5mm; Scratch hardness: 1.6mm; Compressive strength: 20 N / sqmm; Flexural strength: 3.5 N / Sqmm; VOC Content: 7.1 g/L] Shade: (Mention if colored) Thickness in MM : (Mention Thickness) | SQM | 757 | 400 | 302800
9 | CIVIL CORE CUTS(SLAB) - 100mm dia | NOS. | 10 | 2500 | 25000
10 | CIVIL CORE CUTS(SLAB) - 200mm dia | NOS. | 10 | 3000 | 30000
11 | 150mm thick block masonry | SQM | 176 | 1820 | 320320
12 | 200mm thick block masonry | SQM | 245.3 | 2210 | 542113
13 | Providing & applying 15mm thick gypsum plaster in ratio 3:1 (3 Powder : 1 water) on inetrnal walls, including edges of wall openings, door jambs, etc; in single coat in correct line and level. Rate shall be inclusive of rounding off / chamfering at the corners, cleaning of joints, raking out joints, rouchening of surface, chiselling undulated surface wherever necessary and curing, GI plaster mesh of approved make, if necessary, over concealed electrical conduiting & plumbing pipeine, scaffolding, loading & unloading, curing, labour charge, etc. complete in all respects. The surface of application must be clean,dry, firm and dust free. The maximum temperature for the application of the gypsum plaster should be 45°C while the minimum temperature should be 2°C. Preferred makes : As per approved make list Model: NA Size: NA | SQM | 221.9932 | 455 | 101006.906
14 | Providing and applying 15 mm thick cement plaster in cement mortar 1:4 (1 cement : 4 coarse sand) inside of shafts including providing and mixing water proofing compound (CICO No-1) @ 3% by weight of Cement etc. finished smooth including hacking the surfaces, scaffolding, curing etc. complete all as specified, shown on drawing and as directed by the Engineer In Charge. | SQM | 11 | 1100 | 12100
15 | Providing rough plastering in CM 1:6 12mm thick for walls, fixing tiles, granite slabs, marble etc including rough finishing to line and plumb for walls including scarifying the surface to receive the tiles complete to the satisfaction of Project manager. | SQM | 222.2 | 420 | 93324
16 | Supply and application of PU based Elastomeric coating, two component, bitumen extended, water based PU membrane applied at coverage of 1.5 kgs per sqmt over a coat of primer and after sufficient surface preparation as mentioned above, complete as per manufacturer's specification and as instructed by Project manager (Surface area to be measured) | SQM | 345.95 | 1100 | 380545
17 | Size - 300MM X 300MM | SQM | 37.4 | 2100 | 78540
18 | Size - 600MM X 600MM | SQM | 566.5 | 2225 | 1260462.5
19 | Size - 300MM X 300MM | SQM | 34.32 | 2100 | 72072
20 | Size - 600MM X 600MM | SQM | 105.6 | 2225 | 234960
21 | Size - 300MM X 300MM | SQM | 133.98 | 2100 | 281358
22 | 200mm Width | RM | 20.79 | 2535 | 52702.65
23 | 600MM DEPTH | RM | 14.3 | 8000 | 114400
24 | 750MM DEPTH | RM | 3.08 | 10000 | 30800
25 | Granite Flooring - Shade / Texture / Make : As per approved finish, texture and make. | SQM | 11 | 4200 | 46200
26 | Providing and finishing of homogenous self leveling epoxy flooring of thickness minimum 3mm for electrical, AHU and UPS room with mastertop 1200 of MBT degussa/ardex R70 P in approved colour after surface preperation by shot blasting with vaccine attatchment etc complete the rate should be inclusive of carrying out self levelling, cove upto 100mm high into the wall with solventless epoxy incorporating very high abrasion resistent aggregates and merged with wall levelling on one end floor on other end as per specification of manufacturer/architects. | SQM | 209 | 1200 | 250800
27 | Supplying and fixing 2mm thick antistatic vinyl flooring of approved make and as per manufacturer's specification, over 3mm thick cementious self-levelling compound base.Cost to inlude thorough cleaning of the surface and preparation of sub bases for micro level undulations and covering with protection layer complete as per Architect's approval and as directed by Engineer-in charge | SQM | 44 | 2000 | 88000
28 | 4.5mm thickness | SQM | 38.5 | 2795 | 107607.5
29 | 450MM High | SQM | 28.6 | 5070 | 145002
30 | Providing and fixing steps of sizes as per the drawings made of ply boxing with necessary framework, vertical surface finished in approved laminate and horizontal in anti-static vinyl finish complete as per drawing and as instructed by project manager. | SQM | 1.98 | 7150 | 14157
31 | MS Chequered plate- Providing and fixing 3mm MS Chequered plate with Raised floor by 300mm from true slab support structure made with MS L angles, as per approved shop drawings shared by vendor. Location:Battery and UPS Rooms as/approved shop drawings. (Application on project basis. Depending on the strucural stability of the floor slab) | SQM | 44 | 3445 | 151580
32 | 150MM High | SQM | 1628 | 3900 | 6349200
33 | Providing, Fabricating & fixing of Ramp made up of Ply / Salwood frame work covered with 19mm thk Ply with bare tile finish to receive the approved flooring finish. Contractor to ensure necessary Ply / Salwood supports below the block board at every 600 MM X 600 MM. This is inclusive of any fabrication works required to get smooth ramp levels. Transition strip to be applied at the top and bottom of ramps , as well as joint of Ply false floor and cementations' false flooring & all necessary hardware required for it etc., complete as per details & as per architect's approval.Size: & Depth : As per layout | SQM | 21.45 | 3120 | 66924
34 | Supply and installation of Type Partition of total thicknesss 100 mm comprising of GI stud framework along with 1 no. Gypsum board on both sides. Specifications of all parts are mentioned below: GI stud framework: The frame work shall comprise of GI Floor and Ceiling channel of dimension 72mm x 32mm x 32mm and 0.5mm thickness. The floor and ceiling channel shall be installed on site by fasteners as recommended by the manufacturer. The frame work shall consist of vertical GI 'C' Stud of dimension 70mm x 34mm x 36mm and 0.5 mm thickness, inserted into the floor channel and extending upto the ceiling channel, placed at a horizontal distance of 600mm c/c, fixed at both the floor and ceiling channel with applicable screws or fixing assembly, as recommended by the manufacturer. The framework shall consist of GI Nogging channels of dimension 70mm x 40mm x 40mm and 0.5mm thickness, placed horizontally at 1200mm c/c along the full height of the partition, fixed to the verticals GI 'C' stud with applicable screws / fixing assembly, as recommended by the manufacturer. The framework shall include all provisions for electrical conduiting, along with all necessary hardware for fixing switch boards, power sockets, etc, complete in all respects. Boarding : The GI framework mentioned above shall be sandwitched in between boards. The board shall be ~12.5mm thick in totality, consisting of a gypsum core along with strong paper liners on either side. The same shall be screwed to the GI frame, confirming to the manufacturer's recommendations. The boards shall be full height, intalled from the base to the ceiling, with a 3mm gap, both at the floor and the ceiling junction, filled with caulking compound. The joints on the board shall be taped with mesh tape from 3M / equivalent and finished with jointing compound as per manufacturer's recommendation. The surface shall be sandrubbed, made smooth to remove any undulation to recieve intended finishes. All edges of the dry wall assemby shall be finished with galvanised metal angle bead and all unsupported gypsum board edges shall be finished with galvanised metal edge bead, confirming to manufacturer's recommendation. All installation, along with, jointing compound, taping, fixing mechanism, screws, plugs etc. shall be as per manufacturer's specification and the fixing methodology shall be confirming to the manufacturer's recommendation. Insulation : The wall assembly shall contain rock wool board insulation infill, composed of rock fibers processed from the molten state into fibrous form and bonded with fiber. The density of the rockwool insulation board shall be ~48kg/cum and the thickness of the same shall be ~50mm. The rockwool infill board shall be faced with aluminium foil. The insulation board shall extend upto the full height of the partition from the base upto the true ceiling. General: Rates shall be inclusive of supply and installation of all materials mentioned above, including, all necessary fixing components, like, screws, plugs, etc. (confirming to manufacturer's specifications and installation recommendations), jointing compound, taping, etc; complete in all respects and made ready to recieve appropriate finishes. Rates shall be inclusive of all cut outs / fenestrations & provisions required on the dry wall partition including, but not limited to, HVAC ducting & grills, electrical conduiting, cable trays, sprinkler pipes, power points / switch boards, lighting sockets, speakers, etc. complete in all respects. Rates shall be inclusive of acoustic sealer to seal all joints around cut outs for building services. | SQM | 913.55 | 2900 | 2649295
35 | Supply and installation of Type Partition of total thicknesss 100 mm comprising of GI stud framework along with 1 no. Cement bonded Particle Board on either side. Specifications of all parts are mentioned below: GI stud framework: The frame work shall comprise of GI Floor and Ceiling channel of dimension 72mm x 32mm x 32mm and 0.5mm thickness. The floor and ceiling channel shall be installed on site by fasteners as recommended by the manufacturer. The frame work shall consist of vertical GI 'C' Stud of dimension 70mm x 34mm x 36mm and 0.5 mm thickness, inserted into the floor channel and extending upto the ceiling channel, placed at a horizontal distance of 600mm c/c, fixed at both the floor and ceiling channel with applicable screws or fixing assembly, as recommended by the manufacturer. The framework shall consist of GI Nogging channels of dimension 70mm x 40mm x 40mm and 0.5mm thickness, placed horizontally at 1200mm c/c along the full height of the partition, fixed to the verticals GI 'C' stud with applicable screws / fixing assembly, as recommended by the manufacturer. The framework shall include all provisions for electrical conduiting, along with all necessary hardware for fixing switch boards, power sockets, etc, complete in all respects. Boarding : The GI framework mentioned above shall be sandwitched in between boards. Calcium silicate board, ~12mm thick in totality, shall have moisture resistant properties. The same shall be screwed to the GI frame, around the perimeter with self tapping screws fixed at 400mm centre duly maintaining minimum edge clearance, confirming to the manufacturer's recommendations. The boards shall be full height, intalled from the base to the true ceiling, with a 3mm gap, both at the floor and the ceiling junction, filled with caulking compound. The joints on the board shall be taped and finished with jointing compound as per manufacturer's recommendation. The surface shall be sandrubbed, made smooth to remove any undulation to recieve intended finishes. All edges of the dry wall assemby shall be finished with galvanised metal angle bead and all unsupported board edges shall be finished with galvanised metal edge bead, confirming to manufacturer's recommendation. All installation, along with, jointing compound, taping, fixing mechanism, screws, plugs etc. shall be as per manufacturer's specification and the fixing methodology shall be confirming to the manufacturer's recommendation. Insulation : The wall assembly shall contain stone wool board insulation infill, composed of rock fibers processed from the molten state into fibrous form and bonded with fiber. The density of the rockwool insulation board shall be ~48kg/cum and the thickness of the same shall be ~50mm. The rockwool infill board shall be faced with aluminium foil. The insulation board shall extend upto the full height of the partition from the base upto the true ceiling. General: Rates shall be inclusive of supply and installation of all materials mentioned above, including, all necessary fixing components, like, screws, plugs, etc. (confirming to manufacturer's specifications and installation recommendations), jointing compound, taping, etc; complete in all respects and made ready to recieve appropriate finishes. Rates shall be inclusive of all cut outs / fenestrations & provisions required on the dry wall partition including, but not limited to, HVAC ducting & grills, electrical conduiting, cable trays, sprinkler pipes, power points / switch boards, lighting sockets, speakers, etc. complete in all respects. Rates shall be inclusive of acoustic sealer to seal all joints around cut outs for building services. | SQM | 71.28 | 3120 | 222393.6
36 | Supply and installation of Type Partition of total thicknesss 100 mm comprising of GI stud framework along with 1 no. Gypsum board on either side. Specifications of all parts are mentioned below: GI stud framework: The frame work shall comprise of GI Floor and Ceiling channel of dimension 72mm x 32mm x 32mm and 0.5mm thickness. The floor and ceiling channel shall be installed on site by fasteners as recommended by the manufacturer. The frame work shall consist of vertical GI 'C' Stud of dimension 70mm x 34mm x 36mm and 0.5 mm thickness, inserted into the floor channel and extending upto the ceiling channel, placed at a horizontal distance of 600mm c/c, fixed at both the floor and ceiling channel with applicable screws or fixing assembly, as recommended by the manufacturer. The framework shall consist of GI Nogging channels of dimension 70mm x 40mm x 40mm and 0.5mm thickness, placed horizontally at 1200mm c/c along the full height of the partition, fixed to the verticals GI 'C' stud with applicable screws / fixing assembly, as recommended by the manufacturer. The framework shall include all provisions for electrical conduiting, along with all necessary hardware for fixing switch boards, power sockets, etc, complete in all respects. Boarding : The GI framework mentioned above shall be sandwitched in between boards. The boards shall be ~12.5mm thick in totality, consisting of a gypsum core along with strong paper liners on either side. The same shall be screwed to the GI frame, confirming to the manufacturer's recommendations. The boards shall be full height, intalled from the base to the ceiling, with a 3mm gap, both at the floor and the ceiling junction, filled with caulking compound. The joints on the board shall be taped and finished with jointing compound as per manufacturer's recommendation. The surface shall be sandrubbed, made smooth to remove any undulation to recieve intended finishes. Commercial plywood of thicknesss ~12mm and made of 100% composed core shall be screwed to the GI frame as per manufacturer's recommendation, suitable to install appliances like, LED monitors, A/V equiment, etc. as specified in the drawings / details. High density plywood with coating of unextended BWP resin and treated with all preservatives for borer shall be considered. The plywood shall also be termite proof and fungus proof. Plywood shall not be installed full height from the base to the true ceiling, but shall be installed only wherever appliances/ equipment are proposed as per applicable construction documents. All edges of the dry wall assemby shall be finished with galvanised metal angle bead and all unsupported gypsum board edges shall be finished with galvanised metal edge bead, confirming to manufacturer's recommendation. All installation, along with, jointing compound, taping, fixing mechanism, screws, plugs etc. shall be as per manufacturer's specification and the fixing methodology shall be confirming to the manufacturer's recommendation. Insulation : The wall assembly shall contain stone wool board insulation infill, composed of rock fibers processed from the molten state into fibrous form and bonded with fiber. The density of the rockwool insulation board shall be ~48kg/cum and the thickness of the same shall be ~50mm. The rockwool infill board shall be faced with aluminium foil. The insulation board shall extend upto the full height of the partition from the base upto the true ceiling. General: The entire assembly shall be designed to withstand load of appliances mounted on the wall, like A/V equipment, LED television sets, speakers, etc. Rates shall be inclusive of supply and installation of all materials mentioned above, including, all necessary fixing components, like, screws, plugs, etc. (confirming to manufacturer's specifications and installation recommendations), jointing compound, taping, etc; complete in all respects and made ready to recieve appropriate finishes. Rates shall be inclusive of all cut outs / fenestrations & provisions required on the dry wall partition including, but not limited to, HVAC ducting & grills, electrical conduiting, cable trays, sprinkler pipes, power points / switch boards, lighting sockets, speakers, etc. complete in all respects. Rates shall be inclusive of acoustic sealer to seal all joints around cut outs for building services. | SQM | 172.7 | 3315 | 572500.5
37 | Supply and installation of Fire Rated Partition of total thicknesss ~122 mm comprising of GI stud framework along with 2 NOS. Gypsum boards on both sides, fire resistant assembly upto 120 minutes. Specifications of all parts are mentioned below: GI stud framework: The frame work shall comprise of GI Floor and Ceiling channel of dimension 72mm x 32mm x 32mm and 0.5mm thickness. The floor and ceiling channel shall be installed on site by fasteners as recommended by the manufacturer. The frame work shall consist of vertical GI 'C' Stud of dimension 70mm x 34mm x 36mm and 0.5 mm thickness, inserted into the floor channel and extending upto the ceiling channel, placed at a horizontal distance of 600mm c/c, fixed at both the floor and ceiling channel with applicable screws or fixing assembly, as recommended by the manufacturer. The framework shall consist of GI Nogging channels of dimension 70mm x 40mm x 40mm and 0.5mm thickness, placed horizontally at ~1200mm c/c along the full height of the partition, fixed to the verticals GI 'C' stud with applicable screws / fixing assembly, as recommended by the manufacturer. The framework shall include all provisions for electrical conduiting, along with all necessary hardware for fixing switch boards, power sockets, etc, complete in all respects. Boarding : The GI framework mentioned above shall be sandwitched in between boards, 2 NOS. installed on either side of the frame. The boards shall be ~25mm thick in totality, made of a gypsum core with glass fiber and other additives firmly bonded with strong paper liners on either side. Whole assembly including the boarding, GI framework and all fixing / supporting accessories shall comply with fire resistance upto 120 minutes. The same shall be screwed to the GI frame, confirming to the manufacturer's recommendations. The boards shall be full height, intalled from the base to the ceiling, with a 3mm gap, both at the floor and the ceiling junction, filled with fire resistant caulking compound. The joints on the board shall be taped and finished with jointing compound as per manufacturer's recommendation. Joints shall be staggered on both the outer and the inner skins of the dry wall assembly. The surface shall be sandrubbed, made smooth to remove any undulation to recieve intended finishes. All edges of the dry wall assemby shall be finished with galvanised metal angle bead and all unsupported gypsum board edges shall be finished with galvanised metal edge bead, confirming to manufacturer's recommendation. All installation, along with, jointing compound, taping, fixing mechanism, screws, plugs etc. shall be as per manufacturer's specification and the fixing methodology shall be confirming to the manufacturer's recommendation. Insulation : The wall assembly shall contain stone wool board insulation infill, composed of rock fibers processed from the molten state into fibrous form and bonded with fiber. The density of the rockwool insulation board shall be ~48kg/cum and the thickness of the same shall be ~50mm. The rockwool infill board shall be faced with aluminium foil. The insulation board shall extend upto the full height of the partition from the base upto the true ceiling. General: Rates shall be inclusive of supply and installation of all materials mentioned above, including, all necessary fixing components, like, screws, plugs, etc. (confirming to manufacturer's specifications and installation recommendations), jointing compound, taping, etc; complete in all respects and made ready to recieve appropriate finishes. Rates shall be inclusive of all cut outs / fenestrations & provisions required on the dry wall partition including, but not limited to, HVAC ducting & grills, electrical conduiting, cable trays, sprinkler pipes, power points / switch boards, lighting sockets, speakers, etc. complete in all respects. Rates shall be inclusive of acoustic & fire sealer to seal all joints around cut outs for building services. Contractor shall provide fire rating certificate / relevant undertaking document from the manufacturer to support fire rating of the assembly. | SQM | 165 | 4800 | 792000
38 | Supply and installation of bulkhead partition of total thicknesss ~100 mm comprising of GI stud framework along with 2 NOS. Gypsum boards on both sides from 2400mm above Finished Floor Level (FFL) to the bottom of the true ceiling. Specifications of all parts are mentioned below: GI stud framework: The frame work shall comprise of GI Floor and Ceiling channel of dimension 50mm x 32mm x 32mm and 0.5mm thickness. The floor and ceiling channel shall be installed on site by fasteners as recommended by the manufacturer. The frame work shall consist of vertical GI 'C' Stud of dimension 48mm x 34mm x 36mm and 0.5 mm thickness, inserted into the floor channel and extending upto the ceiling channel, placed at a horizontal distance of 600mm c/c, fixed at both the floor and ceiling channel with applicable screws or fixing assembly, as recommended by the manufacturer. The framework shall consist of GI Nogging channels of dimension 48mm x 40mm x 40mm and 0.5mm thickness, placed horizontally at 600mm c/c along the full height of the partition, fixed to the verticals GI 'C' stud with applicable screws / fixing assembly, as recommended by the manufacturer. The framework shall include all provisions for electrical conduiting, along with all necessary hardware for fixing switch boards, power sockets, etc, complete in all respects. Boarding : The GI framework mentioned above shall be sandwitched in between 2 NOS. boards. Each board shall be ~12.5mm thick in totality, consisting of a gypsum core along with strong paper liners on either side. The same shall be screwed to the GI frame, confirming to the manufacturer's recommendations. The boards shall be full height, intalled from the base to the ceiling, with a 3mm gap, both at the floor and the ceiling junction, filled with caulking compound. The joints on the board shall be taped and finished with jointing compound as per manufacturer's recommendation. The surface shall be sandrubbed, made smooth to remove any undulation to recieve intended finishes. All edges of the dry wall assemby shall be finished with galvanised metal angle bead and all unsupported gypsum board edges shall be finished with galvanised metal edge bead, confirming to manufacturer's recommendation. All installation, along with, jointing compound, taping, fixing mechanism, screws, plugs etc. shall be as per manufacturer's specification and the fixing methodology shall be confirming to the manufacturer's recommendation. Commercial plywood batten of thicknesss ~19mm and 50mm wide, made of 100% composed core shall be screwed to the GI frame as per manufacturer's recommendation, horizontally, along the length of the partition, to recieve frame of the glazed storefront. High density plywood with coating of unextended BWP resin and treated with all preservatives for borer shall be considered. The plywood shall also be termite proof and fungus proof. Insulation : The wall assembly shall contain stone wool board insulation infill, composed of rock fibers processed from the molten state into fibrous form and bonded with fiber. The density of the rockwool insulation board shall be ~48kg/cum and the thickness of the same shall be ~50mm. The rockwool infill board shall be faced with aluminium foil. The insulation board shall extend upto the full height of the partition from the base upto the true ceiling. General: Rates shall be inclusive of supply and installation of all materials mentioned above, including, all necessary fixing components, like, screws, plugs, etc. (confirming to manufacturer's specifications and installation recommendations), jointing compound, taping, etc; complete in all respects and made ready to recieve appropriate finishes. Rates shall be inclusive of all cut outs / fenestrations & provisions required on the dry wall partition including, but not limited to, HVAC ducting & grills, electrical conduiting, cable trays, sprinkler pipes, power points / switch boards, lighting sockets, speakers, etc. complete in all respects. Rates shall be inclusive of acoustic & fire sealer to seal all joints around cut outs for building services. Contractor shall provide fire rating certificate / relevant undertaking document from the manufacturer to support fire rating of the assembly. | SQM | 344.3 | 3120 | 1074216
39 | Supply and installation of Fire rated bulkhead partition of total thicknesss ~100 mm comprising of GI stud framework along with 2 NOS. Gypsum boards on both sides from 2400mm above Finished Floor Level (FFL) to the bottom of the true ceiling. Specifications of all parts are mentioned below: GI stud framework: The frame work shall comprise of GI Floor and Ceiling channel of dimension 50mm x 32mm x 32mm and 0.5mm thickness. The floor and ceiling channel shall be installed on site by fasteners as recommended by the manufacturer. The frame work shall consist of vertical GI 'C' Stud of dimension 48mm x 34mm x 36mm and 0.5 mm thickness, inserted into the floor channel and extending upto the ceiling channel, placed at a horizontal distance of 600mm c/c, fixed at both the floor and ceiling channel with applicable screws or fixing assembly, as recommended by the manufacturer. The framework shall consist of GI Nogging channels of dimension 48mm x 40mm x 40mm and 0.5mm thickness, placed horizontally at 600mm c/c along the full height of the partition, fixed to the verticals GI 'C' stud with applicable screws / fixing assembly, as recommended by the manufacturer. The framework shall include all provisions for electrical conduiting, along with all necessary hardware for fixing switch boards, power sockets, etc, complete in all respects. Boarding : The GI framework mentioned above shall be sandwitched in between 2 NOS. boards. Each board shall be 12.5mm thick in totality, consisting of a gypsum core along with strong paper liners on either side. The same shall be screwed to the GI frame, confirming to the manufacturer's recommendations. The boards shall be full height, intalled from the base to the ceiling, with a 3mm gap, both at the floor and the ceiling junction, filled with caulking compound. The joints on the board shall be taped and finished with jointing compound as per manufacturer's recommendation. The surface shall be sandrubbed, made smooth to remove any undulation to recieve intended finishes. All edges of the dry wall assemby shall be finished with galvanised metal angle bead and all unsupported gypsum board edges shall be finished with galvanised metal edge bead, confirming to manufacturer's recommendation. All installation, along with, jointing compound, taping, fixing mechanism, screws, plugs etc. shall be as per manufacturer's specification and the fixing methodology shall be confirming to the manufacturer's recommendation. Commercial plywood batten of thicknesss ~19mm and 50mm wide, made of 100% composed core shall be screwed to the GI frame as per manufacturer's recommendation, horizontally, along the length of the partition, to recieve frame of the glazed storefront. High density plywood with coating of unextended BWP resin and treated with all preservatives for borer shall be considered. The plywood shall also be termite proof and fungus proof. Insulation : The wall assembly shall contain stone wool board insulation infill, composed of rock fibers processed from the molten state into fibrous form and bonded with fiber. The density of the rockwool insulation board shall be ~48kg/cum and the thickness of the same shall be ~50mm. The rockwool infill board shall be faced with aluminium foil. The insulation board shall extend upto the full height of the partition from the base upto the true ceiling. General: Rates shall be inclusive of supply and installation of all materials mentioned above, including, all necessary fixing components, like, screws, plugs, etc. (confirming to manufacturer's specifications and installation recommendations), jointing compound, taping, etc; complete in all respects and made ready to recieve appropriate finishes. Rates shall be inclusive of all cut outs / fenestrations & provisions required on the dry wall partition including, but not limited to, HVAC ducting & grills, electrical conduiting, cable trays, sprinkler pipes, power points / switch boards, lighting sockets, speakers, etc. complete in all respects. Rates shall be inclusive of acoustic & fire sealer to seal all joints around cut outs for building services. Contractor shall provide fire rating certificate / relevant undertaking document from the manufacturer to support fire rating of the assembly. | SQM | 5.83 | 4800 | 27984
40 | Supply and installation of Gypsum Panelling of total thicknesss ~85 mm comprising of GI stud framework along with 1 no. Gypsum board on one side. Specifications of all parts are mentioned below: GI stud framework: The frame work shall comprise of GI Floor and Ceiling channel of dimension 72mm x 32mm x 32mm and 0.5mm thickness. The floor and ceiling channel shall be installed on site by fasteners as recommended by the manufacturer. The frame work shall consist of vertical GI 'C' Stud of dimension 70mm x 34mm x 36mm and 0.5 mm thickness, inserted into the floor channel and extending upto the ceiling channel, placed at a horizontal distance of 600mm c/c, fixed at both the floor and ceiling channel with applicable screws or fixing assembly, as recommended by the manufacturer. The framework shall consist of GI Nogging channels of dimension 70mm x 40mm x 40mm and 0.5mm thickness, placed horizontally at 600mm c/c along the full height of the partition, fixed to the verticals GI 'C' stud with applicable screws / fixing assembly, as recommended by the manufacturer. The framework shall include all provisions for electrical conduiting, along with all necessary hardware for fixing switch boards, power sockets, etc, complete in all respects. Boarding : 1 No. layer of gypsum board shall be installed on the GI framework mentioned above. The board shall be ~12.5mm thick in totality, consisting of a gypsum core along with strong paper liners on either side. The same shall be screwed to the GI frame, confirming to the manufacturer's recommendations. The boards shall be full height, intalled from the base to the ceiling, with a 3mm gap, both at the floor and the ceiling junction, filled with caulking compound. The joints on the board shall be taped and finished with jointing compound as per manufacturer's recommendation. The surface shall be sandrubbed, made smooth to remove any undulation to recieve intended finishes. All edges of the dry wall assemby shall be finished with galvanised metal angle bead and all unsupported gypsum board edges shall be finished with galvanised metal edge bead, confirming to manufacturer's recommendation. All installation, along with, jointing compound, taping, fixing mechanism, screws, plugs etc. shall be as per manufacturer's specification and the fixing methodology shall be confirming to the manufacturer's recommendation. General: Rates shall be inclusive of supply and installation of all materials mentioned above, including, all necessary fixing components, like, screws, plugs, etc. (confirming to manufacturer's specifications and installation recommendations), jointing compound, taping, etc; complete in all respects and made ready to recieve appropriate finishes. Rates shall be inclusive of all cut outs / fenestrations & provisions required on the dry wall partition including, but not limited to, HVAC ducting & grills, electrical conduiting, cable trays, sprinkler pipes, power points / switch boards, lighting sockets, speakers, etc. complete in all respects. Rates shall be inclusive of acoustic sealer to seal all joints around cut outs for building services. | SQM | 280.038 | 1700 | 476064.6
41 | Providing and fixing of double side polished Urinal dividers in polished granite of 20 mm thick fixed to the existing wall with necessary U brackets with edge nosing as per the detail & drawings. Size : 500mm (L) X 1200mm (H) Shade : As per approved shade | NOS. | 6 | 5000 | 30000
42 | Providing, fabricating and fixing in position feature 12mm thick plywood panelling fixed to MS frames 50mm x 32mm 0.3 mm thick, sections at spacing not exceeding 600mm c/c bothways (horizontal and vertical), fixed onto the floor and ceiling channels., powder coated in approved color, complete with all necessary accessories and supports as per approved design, drawings and Project Manager's instruction | SQM | 128.7 | 3488 | 448905.6
43 | 950x1500mm | NOS. | 18 | 28500 | 513000
44 | 1450x1500mm | NOS. | 4 | 32500 | 130000
45 | Providing & Fixing expanding firestop foam to seal all openings above ceiling and in the wall, including the openings made in the critical rooms for all services, complete in all respect as per detail drawing & Architect Instructions. Make : HILTI CP 606 Sealent | SQM | 220 | 340 | 74800
46 | 50mm High | RM | 659.34 | 315 | 207692.1
47 | Size - 12MM X 12MM | RM | 292.07 | 315 | 92002.05
48 | Vitrified Tile Skirting - Shade : As per approved drawings and finishes | RM | 49.94 | 300 | 14982
49 | Transition Trim between Carpet and Tiles | RM | 111.33 | 300 | 33399
50 | Transition Trim between Sports Vinyl / LVT and Tiles / Carpet / Wooden Flooring | RM | 63.85 | 300 | 19155
51 | Providing & fixing extruded aluminium trims of shape, finish and sizes as approved by The Architect / Interior Designers. The trims shall be installed based on construction drawings / documents. Rate shall be inclusive of required mock ups for approval. rate shall be inclusive of wastage, tools, machinery, labour, adhesives, etc. complete in all respects. L Trim Wallpaper to Paint, Area of application: wallpaper corners; Size: 10x10mm; Finish: As approved. Note: All materials to be approved by The Architect prior to procurement and execution. | RM | 214.85 | 290 | 62306.5
52 | Providing & fixing extruded aluminium trims of shape, finish and sizes as approved by The Architect / Interior Designers. The trims shall be installed based on construction drawings / documents. Rate shall be inclusive of required mock ups for approval. rate shall be inclusive of wastage, tools, machinery, labour, adhesives, etc. complete in all respects. Whiteboard Trim, Area of application: walls; Size: 12x12mm Anodized Finish Note: All materials to be approved by The Architect prior to procurement and execution. | RM | 202.63 | 315 | 63828.45
53 | Providing & fixing extruded aluminium trims of shape, finish and sizes as approved by The Architect / Interior Designers. The trims shall be installed based on construction drawings / documents. Rate shall be inclusive of required mock ups for approval. rate shall be inclusive of wastage, tools, machinery, labour, adhesives, etc. complete in all respects. Mirror edge trims, Area of application: walls; Size: 10+B88x10mm; Finish: As approved. Note: All materials to be approved by The Architect prior to procurement and execution. | RM | 113.2 | 330 | 37356
54 | Size - 100 MM | RM | 250 | 450 | 112500
55 | Paint finish 1 | SQM | 1851.498 | 356 | 659133.288
56 | Paint finish 2 | SQM | 12.804 | 356 | 4558.224
57 | Paint finish 3 | SQM | 54.945 | 3000 | 164835
58 | Paint finish 4 | SQM | 198.099 | 356 | 70523.244
59 | Paint finish 1 | SQM | 2049.3 | 356 | 729550.8
60 | Paint finish 1 | SQM | 146.74 | 356 | 52239.44
61 | Paint finish 2 | SQM | 74.58 | 356 | 26550.48
62 | Providing and applying Oil based primer of approved make and colour conforming to IS in two coats (surface and finish acceptable to the PMC/Employer must be achieved by the contractor and any additional coats if required shall be at the cost of the contractor); including preparing surfaces, filling up with white cement based putty, binder; cleaning and making the surface dust-free, applying two coats of primer, required scaffolding, cleaning and protecting till the handing over of site to the employer all complete to entire satisfaction of the PMC/Employer. Paint Shade : | SQM | 95.931 | 210 | 20145.51
63 | Type / Shade 1 | SQM | 35.64 | 3240 | 115473.6
64 | Type / Shade 2 | SQM | 57.882 | 3240 | 187537.68
65 | Type / Shade 1 | SQM | 22 | 4970 | 109340
66 | 1500MM X 1200MM | NOS. | 13 | 10440 | 135720
67 | 750MM X 900MM | NOS. | 7 | 3600 | 25200
68 | 1500MM X 1200MM | NOS. | 2 | 11700 | 23400
69 | 1800MM X 1200MM | NOS. | 2 | 4500 | 9000
70 | Providing, fabricating and fixing in position 8mm thick Mirror panel with necessary bivelled edge finish and PVC lipping all around in apporved finish complete with necessary supports and ply backing of 12mm thickness, complete as per approved design and architect's approval. | SQM | 23.1 | 4770 | 110187
71 | Wallpaper Type 1 - 3M | SQM | 19.305 | 2160 | 41698.8
72 | Wallpaper Type 2 - 3M | SQM | 30.294 | 2160 | 65435.04
73 | Wallpaper Type 3 - 3M | SQM | 46.926 | 2160 | 101360.16
74 | Graphics Type 1 - 3M | SQM | 186.516 | 2160 | 402874.56
75 | Graphics Type 2 - 3M | SQM | 58.476 | 2160 | 126308.16
76 | Supply and installation of Gypsum Board false ceiling finished with approved interior acrylic emulsion paint. Specifications of all parts are mentioned below: GI Framework: Framework for the false ceiling shall consist of GI perimeter channels of dimension (20mm x 28mm x 30mm) installed on the walls with fasteners, as recommended by the Gypsum board manufacturer, at ~600mm centre to centre. The framework shall be suspended from the soffit using GI ceiling angle of dimension 25mm x 10mm, installed at ~1200mm centre to centre using Soffit Cleat (27mm x 37mm x 25mm x 1.6mm), secured by Rawl Plug (~8mm dia x 45mm length). GI Intermediate channels of dimension 15mm x 45mm x 15mm shall be screwed to the GI ceiling angles. GI ceiling sections of dimension (80mm x 26mm x 51mm) shall be installed to the Intermediate channels using connecting clips. All screws for installation of the framework shall comply with the specifications as recommended by the manufacturer. Boarding: Plain gypsum board ~12.5mm in totality consisting of a gypsum core along with strong paper liners on either side, shall be screwed to the GI framework mentioned above using self-tapping screws. The perimeter of the false ceiling along the wall edge shall be finished with galvanised Shadowline Stopping bead and edges around any opening in the false ceiling shall be installed with galvanized edge bead. The joints of the boards shall be taped and finished with jointing compound. The surface shall be sandrubbed, made smooth to remove any undulation to recieve intended finishes. All installation, along with, jointing compound, taping, fixing mechanism, screws, plugs etc. shall be as per manufacturer's specification and the fixing methodology shall be confirming to the manufacturer's recommendation. Finish: The false ceilimg assembly mentioned above shall be finished with interior acrylic emulsion paint as approved by the Architect. The approved paint shall be applied with two coats of primer over 2 coats of putty. Entire painting material including paint, primer & putty shall have low VOC content less than 25gms per litre. General: Rate shall be inclusive of all provisions of extra framework required for electrical fixtures, HVAC diffusers & grilles, and/or any other cutouts. The rate shall be inclusive of scaffolding, making of ceiling cutouts for A.C. grills, wiring system, speakers, smoke detectors, lighting, chandelier etc, complete as per drawing. The spacing of members specified above is the maximum permitted spacing and rate shall include, provision for extra members, as required to be provided at closer spacing for rigidity. Work shall be completed as per approved drawings, details, specifications complete in all respects. | SQM | 221.32 | 1425 | 315381
77 | 600 X 600 - NRC 0.75 | SQM | 190.3 | 1677 | 319133.1
78 | 100MM HIGH | RM | 198 | 420 | 83160
79 | DESIGNER WOODEN SUSPENDED CEILING | SQM | 18.7 | 18500 | 345950
80 | DESIGNER CIRCULAR SUSPENDED CEILING (LOCAL CRAFTY MATERIALS) | SQM | 14.3 | 7500 | 107250
81 | 1200MM X 600MM | NOS. | 3 | 7200 | 21600
82 | 600MM X 600MM | NOS. | 10 | 5000 | 50000
83 | 150MM X 150MM - For Blinds | RM | 152.46 | 1250 | 190575
84 | 200MM X 200MM - For Blinds / Motorized Blinds | RM | 13.75 | 1500 | 20625
85 | 150MM X 100MM | RM | 22 | 400 | 8800
86 | Providing and fixing 20mm dia SS poles, fixed as per drawings, to receive the TV brackets, complete with necessary supports and anchorage from ceiling , in line with approved intent and design. | RM | 16.5 | 1500 | 24750
87 | Supply & Installation of manually operated Roller blinds as per approved style and shade. HARDWARE - Top Tube : Made of extruded aluminium 38 mm Dia. With wall thickness of 1.2 mm with spline adoptable to accommodate clutch of ACMEDA make. Clutch Mechanism : Moulded plastic having antifriction additive with Glass fibre reinforcement. Should have a minimum lifting capacity of 8 lbs. Operating Chain: #10 steel ball chain adoptable to the clutch pitch for smooth lifting & lowering of blind. Locking Member : #12 steel stop locks for limit setting adoptable to the steel chain. Load Tube : 38 mm Extruded aluminium wall thickness :1.2 mm + / - 5%. Bonding ( Fabric > Tube ) : 15 mm wide double sided adhesive tape of 3M. SPRING BOOSTERS: All blinds above 2.4 mtr width or 2.8 mtr height and for total weight exceeding 4.0 kgs. Bottom Bar : aluminium extruded box section with powder coatecd finish matching the roller fabric -Min weight to be 365 gms / Lmr for a perfect fall of fabric to avoid warpage / floating.Instalattion to be insert type with end caps. Screens to be with 3% Openness. Fabric selection will be based on the approval of mock up (Vendor to do the mock up at site) | SQM | 426.888 | 1296 | 553246.848
88 | Same as above, motorized with remote and all accessories in full. | SQM | 38.5 | 4000 | 154000
89 | Providing and fixing Sun guard film for all facade | SQM | 426.888 | 1900 | 811087.2
90 | Providing & fixing hollow metal fire rated doors, of size 1200mm x 2400mm(OR AS PER DRAWING), made of pressed glavanised steel with fire rating of upto 120 minutes for all components & assembly, as per the civil opening dimensions & details mentioned below: 1.1 Frame: The door frame shall have a double rebate profile with cross-sectional dimension of ~143mm x 57mm. The frame shall be made of galvanised steel sheet 1.6 mm thick (16 gauge) with a bending radius of 1.4mm. The frame shall be powder coated with minimum ~50 microns with colour shade matching RAL 9010. Frames shall be Mitered and field assembled with self tabs. All provision should be mortised, drilled and tapped for receiving appropriate hardware. Once installed, the frame shall be filled with PUF, as recomended by the manufcaturer. Frames shall be provided with 3mm back plate bracket and anchor fasteners for installation on a finished plastered masonry wall opening.The rate shall include factory finished provision for the following : -anchor bolts fixed to RC / masonry walls, reinforcement pad for fixing of door closers, factory finished pre-punched cutouts to receive iron mongery and hardware, 3mm thick hinge plates predrilled to receive hinges for screw mounted installation, -shutter silencer made of rubber on the head jamb. 1.2 Shutter: The shutter shall be 46mm thick fully flushed & double skinned with vision panel. Door leaf shall be manufactured from 1.2mm (18guage) minimum thick galvanised steel sheet. The internal construction of the door should be rigid reinforcement pads for receiving appropriate hardware. The infill material shall be resin bonded honeycomb core. All doors shall be factory prepped for receiving appropriate hardware and provided with necessary reinforcement for hinges, locks, and door closers. The edges should be interlocked with a bending radius of 1.4mm. The shutter shall be finished with polyurethane powder coating with minimum ~50 microns with colour shade matching RAL XXX Vision panel shall be provided as per manufacturers recommendation with a clipon arrangement.The glass shall be 6mm clear borosilicate fire rated glass matching the rating of the door. 1.3 General : a) The galvanised steel sheet for fire door shutter & frame shall be confirming to IS:277-2003. The composition & performance criteria of the fire door and the assembly along with all installed hardware shall be confirming to IS 3614 Part 1 & Part 2. Entire assembly including door frames, shutter, hardware, vision panel along with all components for necessary installation & support, complete in all respects shall be tested & approved by CBRI, Roorkie. All door components along with the assembly shall comply with BS 476 (Part 20 & 22), NFPA & ISO 834. Independendent glass test certificates shall not be accepted. b) The Insulation material shall have recycled content (Post industrial / Post consumer ). The adhesive used for insulation shall be free of Urea formaldehyde. c) Rate shall be inclusive of all hardware as mentioned in the Hardware Set & specifications provided by the Architect. Finish of the hardware components shall be as approved by the Architect. Each & every hardware component shall be fire rated for upto 120 minutes and test certificate shall be provided to validate the same. d) The fabricator shall provide shop drawings for approval of the Architect prior to fabrication. Supply & installation of shall occur post Architect's approval. e) Rate shall be inclusive of all door components & material including door hardware, material handling, labour, fixing essentials, fire seal at the joints between door & masonry, shop drawings from fabricators, testing certificates, etc. complete in all respects. Location: Hardware Set : Civil Opening Dimension : 1200 x 2400mm | NOS. | 3 | 59850 | 179550
91 | Providing & fixing hollow metal fire rated doors, of size 1800mm x 2400mm(OR AS PER DRAWING), made of pressed glavanised steel with fire rating of upto 120 minutes for all components & assembly, Proprietarily made sections as per the manufacturers specification shall be adhering to the detailed drawings approved by the Architect. The glazed panel shall be held with door styles and rails made of approved GI sections of ~100 x 45mm and shall be installed with ~105 x 105mm GI posts to house access card reader as per the manufacturers specification adhering to the design intent drawings & shop drawings approved by the Architect. All GI sections shall be powder coated to ~60-80 microns thickness of shade as approved by the Architect. The glass shall be provided with 3M film for frosted/ etched effect to the pattern as indicated in the detail drawings. This also includes providing necessary MS powder coated girders, supporting angles to hold the frame above the false ceiling as per the manufacturers specification adhering to the detailed drawings. Fire resistance certificate from CBRI, Roorkie / equivalent approved testing labs, shall be provided for each item of door including glass and also for the entire door assembly. Rate shall be inclusive of providing fire rated hardware like handles, lock, hinges, door guide,drop down seal at bottom etc etc., as per the manufacturers specification adhering to the detailed drawings and as per standard hardware sets mentioned below. Rate shall be inclusive of supply & installation of Access control system. The finished assembly shall be fire resistant upto 120 minutes. Rate shall be inclusive of fire rated sealants to be applied at all joints between the door and the walls. Rate shall be inclusive of smoke seal and inspection of the entire wall containing the door for fire resistance & safety, ensuring there are no gaps for passage of smoke through the door assembly or civil work. Make : Saint Gobain/Equivalent Location : Hardware Set : Civil Opening Dimension: 1800x2400mm | NOS. | 1 | 220000 | 220000
92 | 1000x2400mm With Vision Panel | NOS. | 4 | 26500 | 106000
93 | 1000x2400mm Without Vision Panel | NOS. | 1 | 23500 | 23500
94 | D6 (PLY LAMINATED DOUBLE SHUTTER DOOR) - 1200X2400mm | NOS. | 1 | 20400 | 20400
95 | D7 (PLY LAMINATED DOUBLE SHUTTER DOOR) - 1500X2400mm | NOS. | 3 | 34000 | 102000
96 | D8 (PLY LAMINATED SINGLE SHUTTER DOOR) - 750X2400mm | NOS. | 1 | 17000 | 17000
97 | Rectangular Community Desk - 2600mm x 900mm, Finish : Veneer/Duco | NOS. | 3 | 81000 | 243000
98 | Providing and fixing Linear Fuel Bar - 6350mm(L) X 650(D) X 850mm(H), as per detail dwgs and specifications as mentioned below: Counter top and Backsplash : Countertop (option 01) shall be made of 6mm thick solid acrylic surface of approved shade, supported by 19mm thick marine grade base ply backing.The facia shall be 40mm thick. The backsplash shall be 150mm high (aligned to top mug shelf) from the countertop and finished with 6mm thick solid acrylic surface supported by 12mm marine ply backing as per detail dwgs. All solid acrylic edges and joints shall be buffed for seamless finish. Rate shall be inclusive of necessary cut-outs on the counter top for trash can below, as specified in detail dwgs. Cut out edges shall be buffed properly to receive the required size of Stainless Steel (SS) cap/flange as per sample approved by Architect.The counter top and base framework assembly shall have provision of fixing approved sink and faucet, as per construction drawings / document. Any opening / cut out on the counter top for installation of CP fittings, sink, etc. shall be sealed with water proof compound. Countertop (option 02) shall be made of 19mm thick honed garnite of approved shade, supported by 19mm thick marine grade base ply backing.The facia shall be 40mm thick. The installation of granite shall be seamless with edges 1/8" round and complying to manufacturer's recommendation.The casework unit shall contain a backsplash 200mm high from the finished counter top surface, made up of approved 20mm thick granite with 12mm ply backing, as per details in drawings / construction document. Cut out edges shall be buffed properly to receive the required size of Stainless Steel (SS) cap/flange as per sample approved by Architect.The counter top and base framework assembly shall have provision of fixing approved sink and faucet, as per construction drawings / document. Any opening / cut out on the counter top for installation of CP fittings, sink, etc. shall be sealed with water proof compound. Drawers : The casework unit shall consist of Drawers (as per drawings) made of 19mm marine ply finished with approved material and with matching laminate on the inside. The face of the drawer shall be made of 12mm thick ply finished with approved material. All casework shall be executed as per detail dwgs with required hardware and sliding mechanism as per sample/mock up approved by architect. Casework : The casework shall be made of 19mm thick marine grade ply for open appliance storage and closed cabinet finished with approved material on all exposed faces and approved matching laminate on the insides of storages, as per detail dwgs. Shutters : All storage shutters shall be made of 12mm thick marine grade ply finished with approved material. All exposed surfaces shall be finished with approved material. Shutters shall be fixed with wooden painted handle of dimension 65mmX25mm as per detail dwgs/ sample approved. The materials inside and outside shall be applied to the above base framework made of marine plywood with approved adhesive (PUR Glue), with required hard press / heat press technique for smooth and undulated appllication. All surfaces of the casework with finished materials shall be mentioned in the Shop drawings, provided by the fabricator, for approval of Architect / Interior Designer, prior to execution. All surfaces, shall be provided with 10 % clear matt laquer as approved and as applicable. Skirting : Rate shall be inclusive of 50mm high skirting from finished floor level, finished with approved matching laminate and 19mm thick ply backing. General: All hardware shall be from Hafele / equivalent and shall be approved by the Architect / Interior Designer prior to procuerement & execution. Rate to include all necessary approved hardware like handles, locks, SS hinges, shutter magnets, shutter soft closures, magnetic ball hatch, complete as per detail drawing and instructions of the Architect. Rate shall be inclusive of labour / carpentry charges, machinery, all tools & equipment, adhesives, hardware, transportation of materials, material handling in the Site, installation charges, etc. complete in all respects. All hardware to be SS brushed finish, unless otherwise mentioned. Note: All materials shall be approved by the Architect prior to procurement and execution. Drawing Reference: Dwg. No. XXXX Quantity Reference: 19mm thk marine grade plywood : 08 Sqm Finish Material : Laminate : 08 Sqm (Mention only the selected material and shade). Counter top : Corian top : 06 Sqm (Mention only the selected material and shade) | NOS. | 1 | 207900 | 207900
99 | Type 1 - Linear Counter - 4100mm(L) x 600mm(B) x 850mm(H) "Size : 1600mm x 600mm x 850mm ht 2 sqm . As per layout shared ." | NOS. | 1 | 11550 | 11550
100 | Type 2 - L Counter - 2100mm(L1)+1800mm(L2) x 600mm(B) x 850mm(H) "Size : 1500mm + 1800mm x 600mm x 850mm ht 4 sqm . As per layout shared ." | NOS. | 1 | 33000 | 33000
101 | Providing and fixing Lunchroom Pantry Cabinetry of 650mm depth and length as per design, with storage made in 19mm thick marine plywood frame work, as per approved materials, shade and drawings. The counter top of 19mm thickness 40mm facia and 200mm high back splash shall be finished in approved granite of polished finish with 19mm thick marine ply backing. The storage units under shall have intermediate shelves and per intent with shutters and drawer units all made in 19mm thick marine plywood and finished with approved laminate. The counter shall have necessary cut out to accommodate approved sink, plumbing attachments, openings for bins and others. Counter edge to be finished as per the detailed drawings. The insides of the shutters, and the storage and all exposed plywood surfaces shall be finished in laminate of approved shade with PVC edge lipping as per the detailed drawings. Cost to include all hardwares of approved make, accessories and supports, complete as per drawings and Architect's approval. The measurement of all materials shall be as per actuals. Size : XXXXmm(L) x 650mm(B) x 850mm(H) "Size1 : 6592mm x 650mm x 850mm ht Size2 : 2400mm x 700mm x 850mm ht As per layout shared ." | NOS. | 2 | 180000 | 360000
102 | Providing and fixing Overhead storage unit above Lunchroom Pantry Counter / Wet Pantry Counter, of 400mm depth made in 19mm thick plywood frame work fixed to wall with necessary supports as per the detailed drawings. The storage units shall be made in 19mm thick marine plywood frame work as per the detailed drawings. The shutters and exposed plywood surfaces shall be finished in Laminate of approved shade with PVC edge lipping as per the detailed drawings. Cost to include all hardwares of approved make complete as per drawings, Architect's approval. The measurement of all materials shall be as per actuals. Size : Lmm x Bmm "Size1 : 6592mm x 650mm x 450mm ht Size2 : 2400mm x 700mm x 450mm ht 9 sqm . As per layout shared ." | NOS. | 3 | 225000 | 675000
103 | Providing and fixing Repro unit of 600mm depth and Counter height of 850mm with 400mm deep overhead storage at 1350mm height, made in 19mm thick plywood frame work as per the detailed drawings and approved finishes. The counter top shall be finished in laminate finish of approved shade on 19mm thick ply backing . The storage units shall have intermediate shelves and shutters made in 19mm thick plywood as per the detailed drawings. The shutters and exposed plywood surfaces shall be finished in 1mm thk laminate of approved shade with PVC edge lipping as per the detailed drawings. Cost to include groove handles and all hardwares of approved make complete as per drawings, Architect's approval and as per approved drawings. The measurement of all materials shall be as per actuals. Size : Lmm x Bmm Size : 900mm x 600mm x 850mm ht 1.6 sqm . As per layout shared . overhead included | NOS. | 1 | 28800 | 28800
104 | Providing and fixing Open shelves of 40mm thick and 400mm deep, made out of 19mm thick plywood finished with approved laminate complete with necessary fittings and support fixed to wall as per drawings and as per drawing and approval by architect. | RM | 44 | 3000 | 132000
105 | Providing and fixing Laminated ledge as Phonebooth table measuring 40mm thick, 1000mm length and 500mm depth, made out of 19mm thick plywood finished with approved laminate complete with necessary fittings and support fixed to wall as per drawings and as per drawing and approval by architect. Ledge to be cut on site as per site conditions. | RM | 11 | 4500 | 49500
106 | 600MM Depth | NOS. | 8 | 6500 | 52000
107 | Providing and fabricating of Planter box of size 5700(L) X 300(B) X 150(H), as per drawings made in marine ply boxing with necessary frame work. All exposed surface shall be finished in laminate. The insides to be finished in matching/same laminate as outside. Inside and outside laminate as per approved shade and make. Metal finish 5.7 m length | NOS. | 1 | 25000 | 25000
108 | Providing & fixing Mothers room counter and millwork of 3000mm(L) x 600mm(D) x 850mm(H) counter along the length of the partition as mentioned in the drawings / details. Base framework : All vertical and horizontal surfaces shall be made of 19mm thick marine ply. All members shall be fixed with required screws, adhesives, etc. as per detailed shop drawing as approved by Architect/ Interior Designer. The millwork shall comprise of shutters as per drawings / contruction documents, made of 12mm thick marine ply. The shutters shall be fixed to the base casework with all hinges and necessary hardware of make & type, as approved by Architect / Interior Designer. The casework shall also contain a trash cabinet with a pull out shutter, along with all necessary sliding hardware, soft closer, handle, as approved by Architect / Interior Designer. All accessories, base ply, carpentry details, hardware, etc. shall be as per shop drawings and samples, as approved by the Architect / Interior Designer, prior to procurement & execution. Finishes: The counter top shall be finished with approved 6mm solid acrylic surface with a fascia 40mm wide. The installation of solid surface shall be seamless with edges buffed and complying to manufacturer's recommendation. The solid surface shall be installed on the baseframework as mentioned above. The casework unit shall contain a backsplash 150mm high from the finished counter top surface, made up of approved 6mm thick solid acrylic surface with ply backing, as per details in drawings / construction document. The counter top and base framework assembly shall have provision of fixing approved sink and faucet, as per construction drawings / document. Any opening / cut out on the counter top for installation of CP fittings, sink, etc. shall be sealed with water proof compound. All exposed surfaces of the casework shall be finished with approved material and the inside surfaces shall be finished with approved laminate . The finishes and edges shall be applied to the above base framework made of marine plywood with approved PUR glue, with required hard press / heat press technique for smooth and undulated appllication. All surfaces of the casework with finished materials shall be mentioned in the Shop drawings, provided by the fabricator, for approval of Architect / Interior Designer, prior to execution. All surfaces shall be 10% clear matt laquer finished as approved or as applicable. The shutters made of marine plywood as mentioned above, shall be finished with approved material and 10% clear matt laquer and shall be provided with approved matching wooden handle, as indicated in construction drawings / documents. The shutters shall be provided with approved PVC edge binding, the approved material finish and stuck with PUR glue. The casework assembly shall comprise of a 50mm high skirting as indicated in the construction drawings / documents, finished with approved matching material/laminate. The same shall be applied with PUR glue. General: All hardware shall be from Hafele / equivalent and shall be approved by the Architect / Interior Designer prior to procuerement & execution. Rate to include all necessary approved hardware's like handles, locks, SS hinges, shutter magnets, magnetic ball hatch, complete as per detail drawing and instructions of the Architect. Rate shall be inclusive of laour / carpentry charges, machinery, all tools & equipment, adhesives, hardware, transportation of materials, material handling in the Site, installation charges, etc. complete in all respects. Drawing Reference: Dwg. No. XXXX Quantity Reference: 19mm thk marine grade plywood : XXX Sqm; 12mm thk marine grade plywood: XXX Sqm Finish Material : Laminate / MDF in Duco paint / MDF in satin enamel / Prelam boards : XXX Sqm (Mention only the selected material and shade). Counter top : Acrylic Counter / Granite counter : XXX Sqm (Mention only the selected material and shade) Accessories (Shall be installed as per approved shop drawings.) - Lumpsum | NOS. | 1 | 35000 | 35000
109 | Providing and installing a custom-designed reception table of approved shape and size as per architect’s drawings. The counter shall be fabricated with an internal framework of 19 mm thick BWP-grade plywood, finished externally with fluted MDF panels of approved shade and sheen for a seamless, modern appearance. The countertop shall be finished in laminate (as specified) with neatly rounded and polished edges. The design shall include worktop levels for reception and user interaction, concealed cable management, and provision for electrical / data points. The skirting and toe space shall be finished with Duco paint in matching shade. All joints shall be aligned, edges smooth, and surfaces properly finished to achieve a high-quality appearance. The rate shall include all materials, plywood structure, MDF fluting, surface finishing, hardware, and installation, complete in all respects as per approved design, drawings, and architect’s instructions. Size : 3000mm x 750mm x 1050mm | Nos, | 1 | 300000 | 300000
110 | Providing and constructing a custom call booth seating unit with integrated planter boxes, fabricated with an internal framework of 19 mm thick BWP-grade plywood for the base, back, and side panels. The external surfaces shall be finished with 1 mm thick decorative laminate in approved shade and texture, while internal seating and backrest areas shall be upholstered with high-density foam (50/55 kg/m³) and premium fabric for comfort and durability. The unit shall include planter boxes on both ends, fabricated from plywood with waterproof internal lining and finished externally in matching laminate for visual continuity. The arched overhead structure shall be made of bent MS frame clad with woven cane/rattan panels, securely fixed and neatly finished. All edges shall be smooth and rounded, with joints aligned and detailed as per approved drawings. The work shall include all materials, fabrication, upholstery, lamination, planter lining, and installation, complete in all respects as per architect’s design and instructions. Size 01 : 1800mm x 600mm x 450mm (Seating size) Size 02 : 950mm x 150mm x 900mm (Planter box size) | Nos, | 3 | 145000 | 435000
111 | Supplying and installing a circular centre table of approved design and size, comprising a 19 mm thick MDF or plywood top finished with 1 mm decorative laminate in approved shade and texture. The tabletop shall have smooth rounded edges for safety and aesthetics. The table shall be supported on a central metal pedestal base fabricated from mild steel (MS) with a powder-coated finish and a brushed stainless steel bottom plate for stability. The overall height shall be suitable for booth seating use The rate shall include all materials, fabrication, finishing, edge detailing, hardware, and installation, complete in all respects as per approved drawings and architect’s instructions. Size : 950mm x 600mm x 750mm | Nos, | 3 | 7000 | 21000
112 | Providing and constructing custom curved built-in seating as per approved drawings, fabricated with an internal framework of 19 mm thick BWP-grade plywood for the base, seat, and backrest. The seating shall be finished externally with fluted MDF panels in approved shade and texture to match interior finishes. The seat and backrest shall be upholstered with high-density foam (50/55 kg/m³) and covered in premium fabric of approved color and texture for comfort and durability. All foam edges shall be neatly shaped, and stitching shall be even and consistent. The base of the seating shall be curved to match the architectural profile and properly aligned with adjacent finishes. Provision shall be made for access panels or electrical cutouts, if required, as per site conditions. The rate shall include all materials, plywood framework, foam, upholstery, laminate finishing, hardware, and installation, complete in all respects as per approved design, drawings, and architect’s instructions. Size : 7245mm x 750mm x 450mm | Nos, | 1 | 150000 | 150000
113 | Providing and fabricating a high counter table of size 5000 mm (L) × 600 mm (W) × 1050 mm (H) as per approved design. The counter shall be made with an internal framework of 19 mm thick BWP-grade plywood, finished externally with 1 mm thick decorative laminate in approved wood grain shade and texture. The tabletop shall be finished in high-quality laminate (as specified) with smooth rounded edges and seamless joints for a premium finish. The supporting legs and side panels shall be finished in matching laminate and designed with proper reinforcement for stability. All visible edges shall be neatly finished, and joints properly aligned. The rate shall include all materials, fabrication, finishing, hardware, and installation, complete in all respects as per approved drawings and architect’s instructions. | Nos, | 1 | 45000 | 45000
114 | Providing and constructing a bench seating unit of size 2200 mm (L) × 500 mm (W) × 450 mm (H) as per approved design, made with an internal framework of 19 mm thick BWP-grade plywood, finished externally with 1 mm thick decorative laminate in approved shade and texture. The seat shall be upholstered with high-density foam (50/55 kg/m³) and covered in premium fabric or leatherette of approved color and finish. All edges shall be rounded for safety and aesthetics, with joints properly aligned and neatly finished. The bench shall include a laminate-finished base, securely fixed to the floor or wall as required. The rate shall include all materials, plywood framework, foam, upholstery, lamination, and installation, complete in all respects as per approved drawings and architect’s instructions. | Nos, | 1 | 45000 | 45000
115 | Providing and installing a medium height storage unit of 1200 mm height as per approved design, fabricated from 19 mm thick BWP-grade plywood or commercial-grade MDF for carcass and shutters. The unit shall be finished with 1 mm thick decorative laminate on all exposed surfaces and 0.8 mm balancing laminate on internal surfaces. The storage shall include adjustable shelves, shutters with soft-close hinges, and necessary hardware such as handles, magnetic catchers, and locks of approved make. All edges shall be smoothly finished with matching edge banding, and the unit shall rest on a plinth or level-adjustable legs as per site conditions. The rate shall include all materials, hardware, edge banding, fabrication, finishing, and installation, complete in all respects as per approved drawings and architect’s instructions. Size : 900mm x 450mm x 1200mm | Nos, | 9 | 24000 | 216000
116 | Providing and constructing a wooden booth structure with integrated seating, of overall size 1900 mm (L) × 800 mm (W) × 2400 mm (H), as per approved design and drawings. The structure shall be fabricated with an internal framework of 19 mm thick BWP-grade plywood and wooden members, finished with 1 mm thick decorative laminate or veneer with clear PU polish in approved shade and texture. Battens shall be made from plywood cladding, finished uniformly for a natural wood appearance. The seating portion, sized 800 mm (L) × 600 mm (W) × 450 mm (H), shall have a plywood base and be upholstered with high-density foam (50/55 kg/m³) covered in premium fabric or leatherette of approved color. The base frame of the seat shall be supported on a powder-coated MS structure for strength and durability. All exposed surfaces shall have smooth, rounded edges, and joints shall be aligned accurately. The work shall include fabrication, upholstery, lamination/polish, hardware, and installation, complete in all respects as per approved design, sample, and architect’s instructions. | Nos, | 3 | 120000 | 360000
117 | Supplying and installing a rectangular booth table of size 800 mm (L) × 600 mm (W) × 750 mm (H), fabricated with a 19 mm thick plywood or MDF top finished in 1 mm thick decorative laminate on both sides in approved color and texture. All edges shall be smoothly rounded and edge-banded for durability and neat appearance. The tabletop shall be supported on a central metal pedestal base made of mild steel (MS) with a powder-coated finish in approved shade and sheen, complete with a flat circular or square base plate for stability. The rate shall include all materials, fabrication, finishing, hardware, and installation, complete in all respects as per approved drawings, samples, and architect’s instructions. | Nos, | 3 | 4800 | 14400
118 | Providing and installing a TV unit of size 2100 mm (L) × 400 mm (D) as per approved design, fabricated with 19 mm thick BWP-grade plywood for carcass and shelving. The unit shall be finished with 1 mm thick decorative laminate on all exposed surfaces and 0.8 mm balancing laminate on internal surfaces in approved shade and texture. The TV panel and shelves shall include cutouts for electrical and data connections, neatly finished with smooth edges. All joints shall be properly aligned and edge-banded for a seamless appearance. The unit shall be securely fixed to the wall or supported on concealed brackets as per design intent. The rate shall include all materials, fabrication, hardware, surface finishing, and installation, complete in all respects as per approved drawings and architect’s | Nos, | 1 | 12000 | 12000
119 | 6U Rack | Nos, | 1 | 7500 | 7500

## CHAIRS
SL NO | ITEM DESCRIPTION | UNIT | QUANTITY | RATE | AMOUNT
1 | Supply & Installation of Medium-Back Mesh Chair of approved model and make, as per manufacturer's specifications. Chairs to have Black colored Fabric upholstered cushion seat and Black colored Mesh back. Fabric must be fire and stain resistant. The chair must have adjustable lumbar support with Single lock synchro mechanism and gas lift. Chairs to have one-way adjustable arms with black colored nylon base with 5 castors. Make & Model : Featherlite / Transteel | NOS. | 437 | 7500 | 3277500
2 | Supply & Installation of Medium-Back Mesh Chair of approved model and make, as per manufacturer's specifications. Chairs to have Black colored Fabric upholstered cushion seat and Black colored Mesh back. Fabric must be fire and stain resistant. The chair must have adjustable lumbar support with Single lock synchro mechanism and gas lift. Chairs to have one-way adjustable arms with black colored nylon base with 5 castors. Make & Model : Featherlite / Transteel | NOS. | 27 | 7500 | 202500
3 | Supply & Installation of High-Back Mesh Chair with Headrest of approved model and make, as per manufacturer's specifications. Chairs to have Black colored Fabric upholstered cushion seat and Black colored Mesh back. Fabric must be fire and stain resistant. The chairs must have adjustable lumbar support with Single lock synchro mechanism and gas lift. Chairs to have one-way adjustable arms with black colored nylon base with 5 castors. Make & Model : Featherlite / Transteel | NOS. | 9 | 9900 | 89100
4 | Supply & Installation of Medium-Back High Chair of approved model and make, as per manufacturer's specifications. Chairs to have Black colored Fabric upholstered cushion seat and Black colored Mesh back. Fabric must be fire and stain resistant. The chairs must have adjustable lumbar support with Single lock synchro mechanism and gas lift. Chairs to have one-way adjustable arms with SS base and circular leg rest and 5 castors. Make & Model : Featherlite / Transteel, Color : (balck) | NOS. | 24 | 9000 | 216000
5 | Supply & Installation of High-Back Chair of approved model and make, as per manufacturer's specifications. Chairs to have SS framework for base with leatherite finished cushion and backrest. The chairs must include 3 point lockin maechanism, adjustable lumbar support, Loop arm rests and SS base in chrome finish and with 5 castors. Make & Model : Featherlite / Transteel, Color : (black) | NOS. | 10 | 7500 | 75000
6 | Supply & Installation of High-Back Chair of approved model and make, as per manufacturer's specifications. Chairs to have SS framework for base with leatherite finished cushion and backrest. The chairs must include 3 point lockin mechanism, adjustable lumbar support, Loop arm rests and SS base in chrome finish and with 5 castors. Make & Model : Featherlite / Transteel, Color : (Brown) | NOS. | 40 | 12500 | 500000
7 | Supplying and placing high chairs / bar stools of approved design, featuring a solid wood frame and legs with a natural PU polish finish. The seat and backrest shall be upholstered with high-density foam (minimum 40 kg/m³) and covered in premium fabric of approved color and texture for comfort and aesthetics. The chair shall include a metal footrest ring in MS or SS finish, securely fixed to the wooden legs for stability and durability. All edges and corners shall be smoothly rounded, and joints shall be reinforced to ensure strength and long-term use. The rate shall include all materials, upholstery, foam, polishing, and placement, complete in all respects as per approved design, sample, and architect’s instructions. | NOS. | 5 | 9500 | 47500
8 | Supplying and placing café chairs of approved design with a solid wood frame and legs in natural wood finish (PU polished). The chair shall have a handcrafted cane/rattan backrest fixed securely within a wooden frame, and a seat cushioned with high-density foam (minimum 40 kg/m³) upholstered in premium fabric of approved shade and texture. | NOS. | 64 | 9000 | 576000

## CARPET, MATS & RUGS_R0
SL NO | ITEM DESCRIPTION | UNIT | QUANTITY | RATE | AMOUNT
1 | CARPET TYPE 1 - Work Areas + Corridors | SQM | 1675 | 1734 | 2904450
2 | CARPET TYPE 2 - Meeting Rooms | SQM | 85 | 2074 | 176290
3 | Providing and laying of Nomad loop 3M mat of heavy duty type of approved make. Basic rate of mat at Rs. 450/-sft. Total weight 2.9 kg/sq m), Total thickness 13 mm), Microbiological Property: Class B1 (For Entrance mat) | SQM | 2.88 | 8500 | 24480
4 | Rug type 1 | SQM | 17 | 8910 | 151470

## FUNCTIONAL LIGHTING
SL NO | ITEM DESCRIPTION | UNIT | QUANTITY | RATE | AMOUNT
1 | 40/60W LED - 2400MM(L) X 50MM(W) X 88MM(H) - SUSPENDED LINEAR LIGHT FIXTURE OF 4000K WITH ELECTRONIC DRIVER. BODY IN POWDERCOARED MATT BLACK/WHITE WITH INTERMEDIATE CONNECTOR & SUSPENSION WIRE / RIGID SUPPORT AS NECESSARY. | NOS. | 188 | 7800 | 1466400
2 | 18W Suspended Cylindrical Diffused Downlight, 120 degree beam angle. Dia 100mm x 170mm (H). Fixture Body in powdercoated Matt BLACK/WHITE color. Length of Suspension wire - XX m | NOS. | 110 | 1950 | 214500
3 | 18W Surface-mounted Cylindrical Diffused Downlight, 120 degree beam angle. Dia 100mm x 170mm (H). Fixture Body in powdercoated Matt BLACK/WHITE color. | NOS. | 103 | 1950 | 200850
4 | 18W Surface-mounted Circular Diffused Downlight, 120 degree beam angle. Dia 227mm x 35mm (H). Fixture Body in powdercoated Matt White color. | NOS. | 17 | 850 | 14450
5 | Wall mounted & Ceiling mounted inflorescent 1200mm long tube light TEMP- 4000 K | NOS. | 17 | 300 | 5100
6 | 1500mm dia & 450mm high Suspended Circular Ratten Decorative Light fixture (as per design) | NOS. | 2 | 27000 | 54000
7 | 1500mm dia & 600mm high Suspended Circular Ratten Decorative Light fixture (as per design) | NOS. | 4 | 31500 | 126000
8 | Suspended Decorative Jute/Cane light fixture - 400 mm dia | NOS. | 7 | 12750 | 89250
9 | Suspended Circular trim light wfixture - 1200mm dia, 75-100mm height Black body | NOS. | 19 | 36000 | 684000
10 | Suspended Rectangular trim light fixture - 3000 x 1500mm, 75-100mm height with curved edges Black body | NOS. | 1 | 57000 | 57000
11 | Suspended Circular trim light fixture - 900mm Dia Black body | NOS. | 1 | 22500 | 22500
12 | Suspended Circular trim light fixture - 600mm Dia Black body | NOS. | 1 | 18000 | 18000
13 | Suspended designer light fixture - 900mm Dia Black body | NOS. | 1 | 24750 | 24750

## WIDE GLASS PARTIONS
SL NO | ITEM DESCRIPTION | UNIT | QUANTITY | RATE | AMOUNT
1 | Supply and Installation of Single Glazed Partition up to 2400mm height with 100mm x 55mm mm top skirting, 100mm x 50mm end frames & 28mm wide x 40mm high bottom skirting in extruded aluminium duly powder coated with approved RAL shade. The partition will be fitted with 10 mm thick clear toughened glass plate with polished edges. The linear joints between the glazed modules are provided with aluminium 'H' profiles sealed with high bonding double – side adhesive tape. The partition will be provided with ‘T’ profile and 2 – 3 ways extruded connections in aluminum and has a provision of connection to Dual Slab Partition. The system has an internal leveling mechanism allowing vertical adjustment of + / - 10 mm. Intermediate posts of 100mm x 100mm to be provided for partition lengths more than 6m for stability and to avoid wobble. | SQM | 345.6 | 5947 | 2055283.2
2 | Supply and Installation of Single Glazed Partition up to 2400mm height with 100mm x 55mm mm top skirting, 100mm x 50mm end frames & 28mm wide x 40mm high bottom skirting in extruded aluminium duly powder coated with approved RAL shade. The partition will be fitted with 10 mm thick clear toughened glass plate with polished edges. The linear joints between the glazed modules are provided with aluminium 'H' profiles sealed with high bonding double – side adhesive tape. The partition will be provided with ‘T’ profile and 2 – 3 ways extruded connections in aluminum and has a provision of connection to Dual Slab Partition. The system has an internal leveling mechanism allowing vertical adjustment of + / - 10 mm. Intermediate posts of 100mm x 100mm to be provided for partition lengths more than 6m for stability and to avoid wobble. | SQM | 106.32 | 5947 | 632285.04
3 | Supply and Installation of Sliding Glass Door (right slide) including side light panel with clear door opening of 1000mm x 2400mm with door frame of size 100mm x 50 mm & 50mm x 50mm in extruded tubular aluminium duly powder coatedwith approved RAL shade and stile door with 85mm x 40 mm frame and 8 mm thick clear toughened glass. Hardware include sliding mechanism, concealed lock, concealed handle, perimeter gasket and brush. The sliding door must have provisions in place for access control devices to be mounted. Rate to include key sets, accessories and supports in full. | NOS. | 15 | 54600 | 819000
4 | Supply and Installation of Sliding Glass Door (left slide) including side light panel with clear door opening of 1000mm x 2400mm with door frame of size 100mm x 50 mm & 50mm x 50mm in extruded tubular aluminium duly powder coated with approved RAL shade and stile door with 85mm x 40 mm frame and 8 mm thick clear toughened glass. Hardware include sliding mechanism, concealed lock, concealed handle, perimeter gasket and brush. The sliding door must have provisions in place for access control devices to be mounted. Rate to include key sets, accessories and supports in full. | NOS. | 15 | 54600 | 819000
5 | Supply and Installation of Glazed Swing Door (right handed) of 1000mm x 2400mm including door frame of 100mm x 40mm and style door with frame of 85mm x 40mm in extruded tubular aluminium duly powder coated with approved RAL shade and 8mm thick clear toughened glass. Hardware include flush hinges, narrow stiled sash dummy lock, Offset Handle of 300mm, exposed door closer and floor mounted door stopper. Rate to include key sets, accessories and supports in full. | NOS. | 10 | 48100 | 481000
6 | Supply and Installation of Glazed Swing Door (left handed) of 1000mm x 2400mm including door frame of 100mm x 40mm and style door with frame of 85mm x 40mm in extruded tubular aluminium duly powder coated with approved RAL shade and 8mm thick clear toughened glass. Hardware include flush hinges, narrow stiled sash dummy lock, Offset Handle of 300mm, exposed door closer and floor mounted door stopper. Rate to include key sets, accessories and supports in full. | NOS. | 15 | 48100 | 721500
7 | Supply and Installation of Glazed Swing Door (left handed) of 1000mm x 2400mm including door frame of 100mm x 40mm and style door with frame of 85mm x 40mm in extruded tubular aluminium duly powder coated with approved RAL shade and 8mm thick clear toughened glass. Hardware include flush hinges, narrow stiled sash dummy lock, Offset Handle of 300mm, exposed door closer and floor mounted door stopper. Rate to include key sets, accessories and supports in full. | NOS. | 7 | 48100 | 336700
8 | Supply and Installation of 300mm wide Laminated portal up to 2400mm height and of 100mm width finished with approved shade and with cutouts provisioned as per approved devices and intent. Shade of Prelaminated Panel : | NOS. | 28 | 25200 | 705600

## MODULAR FURNITURE
SL NO | ITEM DESCRIPTION | UNIT | QUANTITY | RATE | AMOUNT
1 | Supply and Installation of Desks of size 1200mm X 600mm, of approved make. The table shall be supported on 50mm x 50mm MS powdercoated framed legs (minimum of 1.5mm thickness) with heavy duty levelers including race ways tray and cable management. The table top shall be made with 25mm thick prelaminated particle board finished on both sides with the edges of the worktop finished with matching 2mm thick rigid PVC lipping to the profile, as per specified size and drawing in approved finish and shade, as per the detail drawings. The tabletop to have the required cutout to accommodate the approved fliptop box, and hook for bag hanging, as per approved shop drawings. Cable management to include horizontal and vertical MS powdercoated sections of 100mm x 50mm (minimum of 1.5mm thickness) for carrying power and data. The shade and make of tabletop, metal components and accessories shall all be approved by the Project Architect. MAKE : AFC/Equivalent, FINISH : 25mm PLPB | NOS. | 437 | 8840 | 3863080
2 | Supply and installation of Metal Pedestal - 450mm(D) x 325mm(W) x 550mm(H) with 2 drawers, number lock, and concealed castors. The pedestal shall have finger groove handles for the drawers. All components, shade and build must be as per approved shop drawings and as per the approved the architect. MAKE : AFC/Equivalent, FINISH : MS | NOS. | 446 | 8000 | 3568000
3 | Specs same as Workstation | NOS. | 1 | 51000 | 51000
4 | Specs same as Workstation | NOS. | 10 | 25500 | 255000
5 | Specs same as Workstation | NOS. | 9 | 46750 | 420750
6 | Supplying and installing a rectangular café table of size 2100 mm (L) × 850 mm (W) × 750 mm (H), fabricated with a commercial-grade plywood top finished with 1 mm thick decorative laminate on both the upper and lower surfaces in approved shade and texture. The top shall have neatly finished edges with matching laminate edge banding and smooth rounded corners for durability and safety. The table shall be supported on a metal base frame fabricated from MS box sections, properly welded, ground smooth, and powder-coated in approved color. All materials shall be of commercial-grade quality, suitable for café and dining use. The rate shall include all materials, fabrication, finishing, hardware, edge banding, and installation, complete in all respects as per approved design, sample, and architect’s instructions. | NOS. | 6 | 22000 | 132000
7 | Supplying and installing a rectangular work café table of size 2100 mm (L) × 850 mm (W) × 750 mm (H), fabricated with a commercial-grade plywood top finished in 1 mm thick decorative laminate in approved wood grain texture and shade. The tabletop shall have smooth rounded corners and neatly finished edges with matching laminate banding for a clean, durable appearance. The table shall be supported on a wood-finish frame and legs, tapered as per design, with a clear PU polish to match the top. The rate shall include all materials, fabrication, edge finishing, polishing, hardware, and installation, complete in all respects as per approved sample, design, and architect’s | NOS. | 2 | 34000 | 68000
8 | Supplying and installing a circular work café table of size 1000 mm diameter × 750 mm height, fabricated with a MDF top finished with 1 mm thick high-quality decorative laminate in approved color and texture. The tabletop shall have smooth, rounded edges for user comfort and safety. The table shall be supported on a central metal pedestal base made from mild steel (MS) with a powder-coated column and a brushed stainless-steel base plate, ensuring stability and durability suitable for café and collaborative use. The rate shall include all materials, fabrication, surface finishing, hardware, and installation, complete in all respects as per approved design, sample, and architect’s instructions. | NOS. | 4 | 14400 | 57600

## ART & GRAPHICS
SL NO | ITEM DESCRIPTION | UNIT | QUANTITY | RATE | AMOUNT
1 | Size in MM - 2007 x 350 - Standard | NOS. | 1 | 36000 | 36000
2 | Push / Pull Stickers | NOS. | 134 | 550 | 73700
3 | Room Name Stickers | NOS. | 68 | 950 | 64600
4 | Size - 400mm x 180mm | NOS. | 8 | 1200 | 9600
5 | Providing and Fixing Fire Exit signages as per industry standards. Printed on Photo luminescent material. U100 Aluminum Sheet of 1.0mm (+ - 10% ) Coating lumigen 11 as base. Chemical covered under UV Stabilized coating and off appropriate sIze (MENTION SIZE AS PER PROJECT), | NOS. | 50 | 4500 | 225000
6 | A1 : 594mm x 841mm | NOS. | 9 | 6000 | 54000
7 | A2 : 420mm x 594mm | NOS. | 5 | 4000 | 20000
8 | Round frames type 1 : 600mm x 600mm | NOS. | 5 | 6500 | 32500
9 | Round frames type 2 : 750mm x 750mm | NOS. | 5 | 7500 | 37500
10 | 1200 mm x 600 mm | NOS. | 13 | 12000 | 156000
11 | Providing & Fixing Digitally reproduced Scotchprint decorative graphics on IJ180C (with controltac & comply feature for direct, bubble-free application on walls) with UV protective matte overlaminate 8520 with a polyethylene-coated paper liner. Customised imagery & the thickness of 2 mil (0.05mm) without adhesive & 3-4mil (0.8-0.10mm) with adhesive, having minimum tensile strength of 5 pounds/inch at 73°F (0.9 kg/cm at 23°C ). The adhesive should be Pressure activated, positionable, with air release channels. Basic rate 150 per sqft complete with all respect. | SQM | 155 | 1555 | 241025
12 | Painting and completion of hand made wall art as per approved design intent in full | SQM | 60 | 3000 | 180000
13 | Supply of Artefacts, accessories and books as per approved intentin full | LS | 1 | 120000 | 120000

## Loose Furniture
SL NO | ITEM DESCRIPTION | UNIT | QUANTITY | RATE | AMOUNT
1 | Supplying and placing a custom-designed sofa of approved size and design, having a solid wood frame with a natural PU polish finish and a woven cane backrest panel for an elegant and contemporary appearance. The seat shall be made with high-resilience foam (density 50/55 kg/m³) and upholstered in premium fabric of approved color and texture. All wooden members shall be smoothly finished, rounded, and polished, with securely fixed cane work treated for durability and dimensional stability. The sofa shall be ergonomically designed for comfort, with well-defined proportions and neat upholstery detailing. The rate shall include all materials, foam, fabric, cane weaving, polishing, and installation, complete in all respects as per approved design, sample, and architect’s instructions. | Nos. | 2 | 71400 | 142800
2 | Supplying and placing a custom-designed lounge chair of approved design, made with a solid wood frame in natural finish, polished with clear PU coating for durability and sheen. The chair shall feature a low, inclined backrest and wide seat for comfortable lounging posture. The seat and back shall be fitted with high-density foam (40–50 kg/m³) cushions upholstered in premium fabric of approved shade and texture, fixed neatly with uniform stitching and clean edges. The wooden frame shall have smooth, rounded corners, precise joinery, and a stable base construction. The rate shall include all materials, woodwork, polishing, upholstery, foam, and installation, complete in all respects as per approved drawings, samples, and architect’s instructions. | Nos. | 4 | 44200 | 176800
3 | Supplying and placing a round centre / side table of approved size and design, made with a plywood top finished in laminate with clear PU polish for a smooth, durable surface. The tabletop shall have neatly rounded edges for safety and aesthetics. The table shall be supported on tapered solid wood legs, securely joined to the top with concealed fittings, finished in matching PU polish to maintain a uniform appearance. The furniture piece shall be stable, well-balanced, and suitable for lounge or casual seating areas. The rate shall include all materials, woodwork, polishing, hardware, and installation, complete in all respects as per approved design, sample, and architect’s instructions. Size : 1200 dia | Nos. | 2 | 18700 | 37400
4 | Supplying and placing a pouffe of approved design, shape, and size, constructed with an internal wooden frame and upholstered with high-density foam (40–45 kg/m³) for comfort and durability. The pouffe shall be finished in premium upholstery fabric of approved pattern, color, and texture as per design intent. The base shall be fitted with concealed glides or wooden supports for stability, and all stitching shall be neat, uniform, and durable. The pouffe shall be lightweight yet sturdy, suitable for flexible seating in lounge or waiting areas. The rate shall include all materials, foam, upholstery, stitching, and placement, complete in all respects as per approved sample, design, and architect’s instructions. Size : 450 mm dia | Nos. | 10 | 9350 | 93500
5 | Supplying and placing a side table of approved design and size, with a solid base finished in Duco paint in approved shade and texture. The tabletop shall be made from plywood with high-quality laminate or solid surface, with neatly rounded edges for a refined appearance. The design shall ensure stability and smooth finish, with all joints properly aligned and surfaces evenly coated. The table shall be suitable for use in lounge or waiting areas as an accessory piece. The rate shall include all materials, fabrication, finishing, polishing/painting, and installation, complete in all respects as per approved design, sample, and architect’s instructions.Supplying and placing a side table of approved design and size, with a solid base finished in Duco paint in approved shade and texture. The tabletop shall be made from plywood finished with high-quality laminate or solid surface, with neatly rounded edges for a refined appearance. The design shall ensure stability and smooth finish, with all joints properly aligned and surfaces evenly coated. The table shall be suitable for use in lounge or waiting areas as an accessory piece. The rate shall include all materials, fabrication, finishing, polishing/painting, and installation, complete in all respects as per approved design, sample, and architect’s instructions. | Nos. | 10 | 17000 | 170000
6 | Supplying and placing a three-seater sofa of approved design, having a solid wood frame in natural PU polish finish with woven cane backrest for an elegant and contemporary look. The seat cushion shall be made with high-resilience foam (density 50/55 kg/m³), upholstered in premium fabric of approved color and texture. All wooden members shall be smoothly polished and rounded, with securely fixed cane work treated for durability. | Nos. | 1 | 40800 | 40800
7 | Supplying and placing lounge chairs of approved design, made with a solid wood frame finished in natural PU polish. The chair shall have a woven cane backrest and side panels, with seat cushion upholstered in high-density foam (40–45 kg/m³) and premium fabric in approved color. The design shall ensure comfort and stability, with smooth joints, rounded edges, and uniform finish. The rate shall include all materials, fabrication, polishing, upholstery, and placement, complete as per approved sample and architect’s instructions. | Nos. | 2 | 35700 | 71400
8 | Supplying and placing round centre / side tables of approved size and design, consisting of a solid wood base and legs in natural PU polish finish, and a tabletop finished in solid surface (as specified) with smooth rounded edges. The table shall be sturdy, well-balanced, and detailed as per design intent. The rate shall include all materials, fabrication, surface finishing, polishing, and installation, complete in all respects as per approved drawings and architect’s instructions. | Nos. | 3 | 16150 | 48450

## Electrical
SL NO | ITEM DESCRIPTION | UNIT | QUANTITY | RATE | AMOUNT
1 | 3.5C x 300sqmm Al Ar. cable | Mtr | 50 | 360 | 18000
2 | 3.5C x 240sqmm Al Ar. cable | Mtr | 10 | 360 | 3600
3 | 3.5C x 120 sqmm Al Ar. cable | Mtr | 25 | 180 | 4500
4 | 3.5C x 95 sqmm Al Ar. cable | Mtr | 10 | 180 | 1800
5 | 3.5C x 70 sqmm Al Ar. cable | Mtr | 40 | 180 | 7200
6 | 3.5C x 50sqmm Al Ar. cable | Mtr | 33 | 180 | 5940
7 | 4C x 25sqmm Al Ar cable | Mtr | 60 | 135 | 8100
8 | 4C x 25sqmm Cu Ar cable | Mtr | 50 | 135 | 6750
9 | 4C x 16sqmm Cu Ar cable | Mtr | 20 | 105 | 2100
10 | 4C x 10sqmm Cu Ar cable | Mtr | 30 | 105 | 3150
11 | 1C x 240 SQMM CU Flexible cable | Mtr | 10 | 360 | 3600
12 | 1C x 185 SQMM CU Flexible cable | Mtr | 70 | 180 | 12600
13 | 1C x 50 SQMM CU Flexible cable | Mtr | 70 | 135 | 9450
14 | 1C x 25 SQMM CU Flexible cable | Mtr | 60 | 105 | 6300
15 | 3C x 10 SQMM CU FLEXIBLE cable | Mtr | 75 | 75 | 5625
16 | 3.5C x 300sqmm Al Ar. cable | Nos. | 4 | 300 | 1200
17 | 3.5C x 240sqmm Al Ar. cable | Nos. | 2 | 300 | 600
18 | 3.5C x 120 sqmm Al Ar. cable | Nos. | 2 | 300 | 600
19 | 3.5C x 95 sqmm Al Ar. cable | Nos. | 2 | 300 | 600
20 | 3.5C x 70 sqmm Al Ar. cable | Nos. | 4 | 300 | 1200
21 | 3.5C x 50sqmm Al Ar. cable | Nos. | 2 | 300 | 600
22 | 4C x 25sqmm Al Ar cable | Nos. | 6 | 300 | 1800
23 | 4C x 25sqmm Cu Ar cable | Nos. | 6 | 300 | 1800
24 | 4C x 16sqmm Cu Ar cable | Nos. | 4 | 300 | 1200
25 | 4C x 10sqmm Cu Ar cable | Nos. | 4 | 225 | 900
26 | 1C x 185 SQMM CU Flexible cable | Nos. | 5 | 300 | 1500
27 | 1C x 240 SQMM CU Flexible cable | Nos. | 4 | 300 | 1200
28 | 1C x 70 SQMM CU Flexible cable | Nos. | 2 | 300 | 600
29 | 1C x 50 SQMM CU Flexible cable | Nos. | 6 | 300 | 1800
30 | 1C x 25 SQMM CU Flexible cable | Nos. | 8 | 300 | 2400
31 | 3C x 10 SQMM CU FLEXIBLE cable | Nos. | 4 | 225 | 900
32 | 1.6mm thick 100mm W x 60mm GI Perforated Tray. | Mtr | 160 | 135 | 21600
33 | 1.6mm thick 200mm W x 60mm GI Perforated Tray. | Mtr | 102 | 135 | 13770
34 | 1.6mm thick 300mm W x 60mm GI Perforated Tray. | Mtr | 98 | 165 | 16170
35 | 1.6mm thick 450mm W x 60mm GI Perforated Tray. | Mtr | 28 | 165 | 4620
36 | 1.6mm thick 600mm W x 60mm GI Perforated Tray. | Mtr | 115 | 165 | 18975
37 | 100mm W x 50mm GI Raceway with cover | Mtr | 50 | 135 | 6750
38 | 200mm W x 50mm GI Raceway with cover | Mtr | 30 | 135 | 4050
39 | 300mm W x 50mm GI Raceway with cover | Mtr | 18 | 165 | 2970
40 | 600mm W x 50mm GI Raceway with cover | Mtr | 55 | 165 | 9075
41 | 100mm W x 40mm GI Raceway with cover | Mtr | 280 | 135 | 37800
42 | 200mm W x 40mm GI Raceway with cover | Mtr | 250 | 135 | 33750
43 | 300mm W x 40mm GI Raceway with cover | Mtr | 99 | 165 | 16335
44 | 450mm W x 40mm GI Raceway with cover | Mtr | 20 | 165 | 3300
45 | 600mm W x 40mm GI Raceway with cover | Mtr | 55 | 165 | 9075
46 | 110 x110 x 50mm junction box | No | 97 | 105 | 10185
47 | 210 x210 x 50mm junction box | No | 31 | 105 | 3255
48 | 310 x310 x 50mm junction box | No | 16 | 105 | 1680
49 | 450 x450 x 50mm junction box | No | 10 | 105 | 1050
50 | 650 x650 x 50mm junction box | No | 15 | 105 | 1575
51 | MAIN RAW POWER PANEL | Nos | 1 | 30000 | 30000
52 | UPS O/P PANEL | Nos | 1 | 30000 | 30000
53 | HVAC PANEL | Nos | 1 | 22500 | 22500
54 | APFC Panel 125kv | Nos | 1 | 30000 | 30000
55 | 12 WAY VTPN DB- (UPS DB) | No. | 3 | 2250 | 6750
56 | 8 WAY TPN DB- (RP DB) | No. | 3 | 2250 | 6750
57 | 8 WAY TPN DB- (LTG DB) | No. | 3 | 2250 | 6750
58 | 8 way VTPN DB | No. | 1 | 2250 | 2250
59 | 12 WAY SPN DB- (EL & SERVER DB) | No. | 4 | 1500 | 6000
60 | 12 WAY TPN DB | No. | 6 | 2250 | 13500
61 | 3C X 1.5Sqmm Cu. FRLS Cable | Mtr | 1230 | 23 | 28290
62 | 3C x 2.5sqmm Cu. FRLS Cable | Mtr | 2558 | 30 | 76740
63 | 3C x 4 sqmm Cu. FRLS Cable | Mtr | 510 | 30 | 15300
64 | 3C x 6 sqmm Cu. FRLS Cable | Mtr | 60 | 30 | 1800
65 | Primary Light Points | Nos. | 70 | 300 | 21000
66 | Secondary Light Points | Nos. | 330 | 225 | 74250
67 | Primary Light Points | Nos. | 30 | 300 | 9000
68 | Secondary Light Points | Nos. | 120 | 225 | 27000
69 | 1no. 6A 3pin universal socket controlled by 10A SP Switch | No. | 10 | 135 | 1350
70 | 1 nos. 6/13A, round/Flat pin socket controlled by 16A SP Switch and cover Plates | No. | 88 | 135 | 11880
71 | 2nos. 6/13A round/flat pin socket by 16A SP Switch Control with face plate | Nos. | 80 | 165 | 13200
72 | 3nos. 6/13A round/flat pin socket by 16A SP Switch Control with face plate & without box | Nos. | 495 | 165 | 81675
73 | 1nos. 32A Industrial Socket Solution with Insulated Plug | Nos. | 6 | 750 | 4500
74 | Supply, installation, testing & commissioning of 2 Module GI metal back bax for networking. | Nos. | 44 | 23 | 1012
75 | 3nos. 6A round/flat pin socket by 6A SP Switch Control with face plate & without box | Nos. | 110 | 165 | 18150
76 | 1nos. 125A Industrial Socket Solution with Insulated Plug | Nos. | 10 | 750 | 7500
77 | 1nos. 100A Industrial Socket Solution with Insulated Plug | Nos. | 12 | 750 | 9000
78 | 25 x 6mm G.I strip with sleeve | Rm | 60 | 75 | 4500
79 | 25 x 3mm G.I strip with sleeve | Rm | 85 | 75 | 6375
80 | 75 x 6mm GI strip with sleeve | Rm | 180 | 75 | 13500
81 | 8 SWG G.I wire | Rm | 60 | 15 | 900
82 | 25 x 3mm Cu strip with sleeve | Rm | 10 | 75 | 750
83 | 25 x 6mm Cu strip with sleeve | Rm | 25 | 75 | 1875
84 | 1C x 6 sq.mm PVC insulated copper wire FRLS | Rm | 600 | 23 | 13800
85 | 1C x 10 sq.mm PVC insulated copper wire FRLS | Rm | 210 | 23 | 4830
86 | 1C x 16 sq.mm PVC insulated copper wire FRLS | Rm | 50 | 30 | 1500
87 | 1C x 25 sq.mm PVC insulated copper wire FRLS | Rm | 295 | 30 | 8850
88 | 1C x 50 sq.mm PVC insulated copper wire FRLS | Rm | 10 | 60 | 600
89 | Providing, installing, testing and commissioning of chemical maintenance free copper bonded pipe earthing , complete with boring and suitable ancillaries and in conformity with NEC.Scope also includes back filling and installing a MS plate over earth pit- Maintenance Free Copper Bonded Dual Pipe Earth Electrodeconsist of 3mtr long 77mm dia outer pipe with 3.4mm thick , 47mm dia inner pipe with 3mm thick Terminal flat of 40 x 10mm, the entire construction processed with copper bonding 250 microns and all inner annular space filled with highly conductive and non- corrosive nature crystalline material, along with electrode With Moisture Booster Compound of 2x25kg bags | Nos | 4 | 3000 | 12000
90 | Copper Earth bus bar with 25x6mm flat - 0.5mtr with necessary holes & bus bar supports | Nos | 6 | 150 | 900
91 | Testing and commissioning of existing earth pits | Nos | 1 | 9000 | 9000
92 | 25mm dia 1.6mm thick PVC Flexible conduit | Mtr | 322 | 12 | 3864
93 | 20mm dia 2mm thick FRLS PVC conduit | Mtr | 670 | 18 | 12060
94 | 25mm dia 2mm thick FRLS PVC conduit | Mtr | 1500 | 18 | 27000
95 | 50mm HDEP Pipe | Mtr | 222 | 60 | 13320
96 | Temerorary POWER Supply for office space as per site requirement. | Set | 1 | 10000 | 10000
97 | 1100V Rubber mat as per latest IS 15652/2006 non skid rubber mat 2mm thick and 2000mmx 900 mm width. | Nos | 3 | 300 | 900
98 | Shock treatment chart as approved by the Electrical Inspectorate mounted on teak wood frame and suitable for wall mounting. | Nos | 1 | 300 | 300
99 | First aid kit | Nos | 2 | 300 | 600
100 | Danger boards | Nos | 1 | 300 | 300
101 | Laminated SLD Supply and fixing position the approved single line diagram framed in 1000 x 800 mm size glass frame and installed in main switch room. | Nos | 1 | 300 | 300
102 | Supply & fixing of rubber gloves of Approved Make & as per supply voltage | Nos | 1 | 300 | 300
103 | 100mm wide x 100mm depth 18G DB cabinet PVC including supply & installation. | Mtrs | 30 | 150 | 4500
104 | Preparation of Asbuilts Drawings-( 2 Set of Hardcopy & 1 set of Softcopy ) | Nos | 1 | 100000 | 100000

## HVAC
SL NO | ITEM DESCRIPTION | UNIT | QUANTITY | RATE | AMOUNT
1 | Powder coated double skin plenum with all supports suiting to site conditions. Plenum colour shall be similar to the AHU.All supports to be consider with MS along with vibration arrestors & MS support painting to be consider along with primer. Plenum ,supports colour should match with AHU color | Sqm | 90 | 500 | 45000
2 | 24 G Ducting with TDF flanges(0-750mm) | Sqm | 290 | 50 | 14500
3 | 22 G Ducting with TDF flanges(751-1200mm) | Sqm | 250 | 50 | 12500
4 | 20 G Ducting with TDF flanges(1201-1600mm) | Sqm | 30 | 80 | 2400
5 | 24 G (0-600 mm) | Sqm | 250 | 75 | 18750
6 | 22 G (601-900mm) | Sqm | 170 | 75 | 12750
7 | 20 G (901-1600mm) | Sqm | 120 | 100 | 12000
8 | 18 G( 1601 & above) | Sqm | 130 | 100 | 13000
9 | 700 Cfm - 20 mm external static cabinet exhaust air fan with all necessary supports.(Cafe exhaust ) | Nos | 1 | 1500 | 1500
10 | 500 Cfm - 20 mm external static cabinet fresh air fan along with pre-filter all necessary supports.(Café fresh air) | Nos | 1 | 1500 | 1500
11 | 300 Cfm - 25 mm external static Cabinet type exhaust fan with all necessary supports. Battery exhaust with timer panel with nessarry supporting material | Nos | 1 | 1500 | 1500
12 | 350 x 350 MM (Neck Size) | Nos | 25 | 500 | 12500
13 | 300 x 300 MM (Neck Size) | Nos | 25 | 500 | 12500
14 | 225 x 225 MM (Neck Size) | Nos | 5 | 400 | 2000
15 | Slot Diffuser as per specification but without plenum box & End Flanges | RMT | 15 | 150 | 2250
16 | Hit & Miss Damper for above size | Sqm | 2 | 200 | 400
17 | 350mm dia | Nos | 10 | 200 | 2000
18 | 300mm dia | Nos | 6 | 200 | 1200
19 | Single/one way | Sqm | 25 | 400 | 10000
20 | Single/one way | Sqm | 12 | 400 | 4800
21 | Collar Dampers of opposed blade type made out of Aluminium alloy extrusion with anodised matt black finish (quantity including for diffusers & grills) 24 guge should be considered.Qty is conisdered as per cross sectional area. Minimal quantities are not acceptable | Sqm | 12 | 600 | 7200
22 | Volume Control Dampers made out of 100 x 40 x 1.2 mm thick galavanised steel frame and blades of 1.2 mm galavanised sheet steel with TDF flanges .Also suitable leavers for manual control and stickers/ engraving for open/ close identification should be consider post air balancing SMACNA standards to be followed for damper selection .Qty is considered with cross sectional area only.Minimum values are not accepted | Sqm | 10 | 500 | 5000
23 | Elliptical Volume Control Dampers made out of 100 x 40 x 1.2 mm thick galavanised steel frame and blades of 1.2 mm galavanised sheet steel.Also suitable leavers for manual control and stickers/ engraving for open/ close identification should be consider post air balancing SMACNA standards to be followed for damper selection .Qty is considered with cross sectional area only.Minimum values are not accepted | Sqm | 20 | 800 | 16000
24 | Motorized Modulating type low leakage air dampers made out of 20 G Blade & Frame for fresh air modulation with actuator complete with all accessories like Actuator,control panel etc and any necessary requirement which can perform the controlling the Damper. It shall be integrated with Co2 sensor and based on CO2 levels, damper shall be modulate. | SQM | 4 | 1200 | 4800
25 | ACTUATORS with control panel | NOS | 2 | 500 | 1000
26 | 200 mm dia | Rmt | 16 | 100 | 1600
27 | 250 mm dia | Rmt | 75 | 100 | 7500
28 | 200 mm dia | Nos | 5 | 50 | 250
29 | 250 mm dia | Nos | 33 | 50 | 1650
30 | 200mm dia | Rmt | 5 | 50 | 250
31 | 250mm dia | Rmt | 5 | 50 | 250
32 | Supply,installation,testing & comissioning of 525 x 525 x 400 mm High Sheet Metal Spill air boxes made out of 24 GI sheet for connecting the diffuser outlet & flexible connection from the main duct.chain /link supports should be consider for all four corners of the diffuser & hook support to be provide at center of the mixing box to avoid resting on false ceiling | Nos | 24 | 500 | 12000
33 | Supply,installation,testing & comissioning of 1200 x 150 x 400 mm High Sheet Metal Spill air boxes made out of 24 GI sheet for connecting the diffuser outlet & flexible connection from the main duct.chain /link supports should be consider for all four corners of the diffuser & hook support to be provide at center of the mixing box to avoid resting on false ceiling | Nos | 3 | 500 | 1500
34 | Supply,installation,testing & comissioning of 600 x 150 x 400 mm High Sheet Metal Spill air boxes made out of 24 GI sheet for connecting the diffuser outlet & flexible connection from the main duct.chain /link supports should be consider for all four corners of the diffuser & hook support to be provide at center of the mixing box to avoid resting on false ceiling | Nos | 8 | 500 | 4000
35 | Supply,installation,testing & comissioning of 450 x 150 x 400 mm High Sheet Metal Spill air boxes made out of 24 GI sheet for connecting the diffuser outlet & flexible connection from the main duct.chain /link supports should be consider for all four corners of the diffuser & hook support to be provide at center of the mixing box to avoid resting on false ceiling | Nos | 13 | 500 | 6500
36 | Firesealent for AHU Room,MDF,IDF,UPS& Battery rooms closure 3M /Hilti make passive fire protection material-( supply & return air ducts.) | Sqm | 5 | 500 | 2500
37 | SITC of multibade Fire & smoke dampers CBRI Certified, Class 2 leakage with 120 minutus rating for AHU,firecompartment supply & return air ducts.16 Guage -frame & 16 Guage Blade to be considered. Sleeve length should be minimum of 500-600mm suituing to site conditions. Dampers should be procured post approval of shop dwgs .TDF Flange connection on both sides & space for installing the actuator should be considered on sleeve.The dampers shall be BMS compatible as per the specifications | Sqm | 9 | 500 | 4500
38 | Supply ,installation, testing and commissioning of Spring return type 9NM Actuators for AHU room dampers complete as per technical specification & drawing details | Nos | 10 | 1200 | 12000
39 | Supply ,installation, testing and commissioning of Spring return type 4NM Actuators for AHU room dampers complete as per technical specification & drawing details | Nos | 4 | 1200 | 4800
40 | Supply ,installation, testing and commissioning of Fire damper control panel with maximum 4 outgoing feeders for Actuators and incomer from AHU starter panel, Control panel should have necessary provisions to take BMS contacts for each actuator status and also show local display with reset option. Necessary Terminal block to be provided for fire interlocking complete as per technical specification & drawing details | Nos | 2 | 3000 | 6000
41 | Supply ,installation, testing and commissioning of Indivudal Fire damper control panel for Actuators and incomer from AHU starter panel, Control panel should have necessary provisions to take BMS contacts for each actuator status and also show local display with reset option. Necessary Terminal block to be provided for fire interlocking complete as per technical specification & drawing details | Nos | 1 | 1500 | 1500
42 | Supply, installation, testing and commissioning of Fusible link type Fire Damper of 90 minutes fire resistant complete with all standard accessories. Fire damper as per CBRI Listed & certified, outer shell constructed with 1.6mm thick galvanized steel frame and the blade/Leaf with 1.6mm thick GSS in accordance with the GFC/ shop drawings Considered for store room supply & return air ducts & fire compartment crossing | Sqm | 1 | 1500 | 1500
43 | Supply & Installation of 3CX2.5Sq.mmPVC insulated FRLS Multi strand copper conductor wire drawn in 20mm dia MS conduit form panel to damper | Rmt | 150 | 10 | 1500
44 | Supply installation testing and commissioning of Back draft damper for all room dual units/source-18 Gauge with all necessary accessories | Sqm | 1 | 100 | 100
45 | Supply & installation of the Fire Retardant double Canvas connection to the Ventilation ,AC units mouth should come zip arrangement. Vendor should check the unit in site and quote the same. Samples should be submitted before procuring the materials | Sqm | 5 | 500 | 2500
46 | 10 mm thick | Sqm | 75 | 100 | 7500
47 | 15mm thick | Sqm | 300 | 100 | 30000
48 | 9 mm thick | Sqm | 1200 | 100 | 120000
49 | AHU Room walls where ever indicated as per the drawings to be acoustically lined with 50 mm thick factory fabricated fibre glass glasswool acoustic panels of 1200 x 1200 mm or 600 x 600 mm in size. Air Gap of 50 mm to be provided behind the panels as shown in the drawings. Density shall be 48 kg/m3 and al. perforated sheet shall be of 24 G. Mockup to be done at site before executing at site for PMC/client/consulatnt approval | Sqm | 100 | 50 | 5000
50 | Supply,Installation & commissioning | Sqm | 10 | 600 | 6000
51 | Air balancing should be done for TWO times - Pre occupancy & Post occupancy along with clinet/PMC & Facility teams. All necessary tools(Anemo meter/ digital HOOD) should be consider in costing. Please refer AHU schedule for AHU capacities .Vendor to fix the hot spots. Air balancing random check during handover/ demo to facility team also needs to be done. Air balancing shall be done with hood meter only. % of tolerance to be mentioned. To be carried out for both supply & return air. Air balancing, fixing hot spots, setting up VFD/EC Hz level in starter panel, AHU filter side reading in cross matrix etc complete needs to be captured. Vendor to show DB level at 1mts away from AHU room wall. DB level should be 55dB at AHU room wall & 51± 2dB at 1M distance | lot | 1 | 150000 | 150000
52 | Supply , installtion testing & comissioning of DP sensor with 500pa laong with the 19mm conduit and suitable cabling and supports | Nos | 2 | 2100 | 4200
53 | Supply , installtion testing & comissioning of return air temperature sensor along with 19mm conduit and suitable cabling and supports | Nos | 2 | 300 | 600
54 | Supply installation , testing & commissioning of sequential control panel all necessary supporting materials | NOS | 2 | 5500 | 11000
55 | Chipping, chassing & Plastering the wall openings in cement mortor 1:6 of 15 mm thick finishing to line and level with sand faced finshing at all levels, including all leads & lifts, scaffolding, curing etc complete (for Supply & Return air duct openings in ahu rooms etc) | sqm | 10 | 300 | 3000
56 | Supply installation of chequered plate of 8mm thick ness for shaft closure with all necessary supports | Sqm | 5 | 100 | 500
57 | Outdoor Unit(ODU) : Cooling Capacity :5 HP ( 1 WORKING & 1 STAND BY ) - CIRITICAL AREAS - TOP DISCHARGE | Set | 2 | 6500 | 13000
58 | Serving Area: BATTERY ROOM 0.6 TR Hi wall unit along with drain pump | Nos | 2 | 2300 | 4600
59 | Serving Area: UPS ROOM 1.0 TR Hi wall unit along with drain pump | Nos | 2 | 2300 | 4600
60 | Serving Area: UPS ROOM & IDF ROOM 1.5 TR Hi wall unit along with drain pump | Nos | 2 | 2300 | 4600
61 | 19.1mm OD (insulation =13 mm thick) | Rmt | 40 | 150 | 6000
62 | 15.9mm OD (insulation =13 mm thick) | Rmt | 10 | 150 | 1500
63 | 12.7mm OD (insulation =13 mm thick) | Rmt | 20 | 150 | 3000
64 | 9.5mm OD (insulation =13 mm thick) | Rmt | 25 | 150 | 3750
65 | 6.4mm OD (insulation =13 mm thick) | Rmt | 20 | 150 | 3000
66 | 25 mm dia | Rmt | 30 | 50 | 1500
67 | Electrical Cable between Isolator to ODU.Suitable size copper flexible cable with necessary earthing insulation | Rmt | 10 | 10 | 100
68 | Providing & fixing of 2 Cx 1.5 sqmm cu. cable for control cum trans-mission between Indoor unit and Out Door Unit through PVC Conduit. | Rmt | 75 | 20 | 1500
69 | Imported fittings like Y-Joints and headers etc as per the layout( additional supports should consider for both ends of the Y joint) | Nos | 5 | 200 | 1000
70 | Filling, testing, commissioning including topping up of R410 A Refrigerant. | Kg | 10 | 150 | 1500
71 | size:150x 50mm(14 SWG grade)-2mm thick | Rmt | 55 | 30 | 1650
72 | size:300x 100mm with cover (14 SWG grade)-2mm thick Only for Exposed & Vertical shaft area | Rmt | 20 | 30 | 600
73 | Supply,installation,testing & commissioning of VAV boxes | Nos | 15 | 1500 | 22500
74 | Supply,installation,testing & commissioning of VAV boxes | Nos | 1 | 1500 | 1500
75 | Supply,installation,testing & commissioning of VAV boxes | Nos | 1 | 1800 | 1800
76 | Supply,installation,testing & commissioning of VAV boxes | Nos | 1 | 1800 | 1800
77 | Supply,installation,testing & commissioning of VAV boxes | Nos | 1 | 1800 | 1800
78 | Supply,installation,testing & commissioning of VAV boxes | Nos | 1 | 1800 | 1800
79 | Supply,installation,testing & commissioning of VAV boxes | Nos | 1 | 1800 | 1800
80 | Supply,installation,testing & commissioning of VAV boxes | Nos | 2 | 1800 | 3600
81 | Supply,installation,testing & commissioning of VAV boxes | Nos | 2 | 1800 | 3600
82 | Supply,installation,testing & commissioning of VAV boxes | Nos | 2 | 1800 | 3600
83 | Supply,installation,testing & commissioning of VAV boxes | Nos | 2 | 1800 | 3600
84 | Supply,installation,testing & comissioning of '2core, 1.5 Sqmm, screened ATC/sheathed cable communication cable in PVC Conduit of 19 mm dia for looping between VAV to VAV with all supports | Rmt | 90 | 40 | 3600
85 | Supply,installation,testing & comissioning of 4Core 1Sqmm cable with all supports in PVC Conduit of 19 mm dia for VAV controller to thermostat etc.. | Rmt | 240 | 40 | 9600
86 | Pressure independent CAV Boxes,with all nessarry support for the boxes and scope inclusive of chain support 150-750 CFM (PHONE BOOTH) | Nos | 2 | 1800 | 3600
87 | Pressure independent CAV Boxes,with all nessarry support for the boxes and scope inclusive of chain support 1500 CFM (CAFETERIA) | Nos | 1 | 1800 | 1800

## FPS
SL NO | ITEM DESCRIPTION | UNIT | QUANTITY | RATE | AMOUNT
1 | 25 mm dia | RM | 360 | 567 | 204120
2 | 32 mm dia | RM | 51 | 633 | 32283
3 | 40 mm dia | RM | 91 | 767 | 69797
4 | 50 mm dia | RM | 51 | 1011 | 51561
5 | 65 mm dia | RM | 35 | 1322 | 46270
6 | 80 mm dia | RM | 98 | 1789 | 175322
7 | 100 mm dia | RM | 48 | 2390 | 114720
8 | 150 mm dia | RM | 96 | 2978 | 285888
9 | 25 mm dia | Nos. | 3 | 4222 | 12666
10 | 32mm dia | Nos. | 3 | 5057 | 15171
11 | 50 mm dia | Nos. | 3 | 194 | 582
12 | Penduct Sprinkler at 68OC | Each | 688 | 583 | 401104
13 | Providing, fixing, testing and commissioning UL Listed S.S. Braided Flexible pipe for sprinkler drop complete with flare nuts on both end with washer and supporting rods and clamps 25mm dia upto 1.5 Mtr. Long. | Each | 344 | 1333 | 458552

## Plumbing
SL NO | ITEM DESCRIPTION | UNIT | QUANTITY | RATE | AMOUNT
1 | 75mm dia (low noise pipe) | Rmt | 22 | 406 | 8932
2 | 110mm dia (low noise pipe) | Rmt | 38 | 462 | 17556
3 | 40mm dia (low noise pipe) | Rmt | 24 | 333 | 7992
4 | 50mm dia (low noise pipe) | Rmt | 34 | 387 | 13158
5 | Supply and fixing of PVC self cleasing, deep seal type 110 mm dia Multi Floor trap and 75mm outlet with necessary cement concrete, water proofing the internal surfaces of chamber etc.,or laid under floor / under ceiling / on walls with suitable clamps including making bores in masonry etc., and rendering the bores in cement mortar after laying the pipes and specials curing etc., complete as per specifications. depth of trap shall not be less than 125mm.(The item rate shall include all costs towards labour, tools, tackles & machineries, all leads & lifts, work related cleaning) complete | Nos | 42 | 831 | 34902
6 | Supplying, fixing and testing 75 dia PVC 'P' trap for urinals with boss connection suitable as per piping detail with fixed in bed of cement concrete. etc., or laid under floor / under ceiling / on walls with suitable clamps including making bores in masonry etc., and rendering the bores in cement mortar after laying the pipes and specials curing etc., complete. | Nos | 4 | 462 | 1848
7 | Supply and fixing of cockroach trap of size 153mm x 153mm, complete as per specifications. (The item rate shall include all costs towards labour, tools, tackles & machineries, all leads & lifts, work related cleaning) complete | Nos | 46 | 2769 | 127374
8 | Supplying and fixing MS angle brackets, hangers, supports as required for supporting pipes with suitable GI U- clamps, bolts, nuts and washers etc. The clamps shall be painted with two coats of enamel (approved) paint over a coat of primer etc., complete. | Kgs. | 6 | 166 | 996
9 | Supply, fixing and testing of Garbodrain G-1000 (Food waste crusher), including all fittings, should be anti-jam impellers made of SS 304 for efficient grinding & corrosion free, run with AC power supply with calling bell switch for dry run protection. (for cafeteria plate wash counter sink area) | Nos | 1 | 29536 | 29536
10 | Supplying, installing and testing of SFA (SANICOM 2) grey water pumping unit for waste water pumping including tank, flow sensor for automatic operation, grinder arrangement, Isolation valve , NRV, control panel including all necessary material complete.. (1 Working + 1 Standby) For Cafeteria Dish/Plate wash sink & hand wash area,... Make: SFA, Flow: as per site condition. | Set | 1 | 195000 | 195000
11 | 150x60mm | Rmt | 30 | 1385 | 41550
12 | SFA-Grease separator below counter (grease trap Undersink, Standard, or equivalent,.), café plate wash sink area. | Nos | 1 | 49842 | 49842
13 | 20mm Dia | Rmt | 32 | 250 | 8000
14 | 25mm Dia | Rmt | 29 | 277 | 8033
15 | 32mm Dia | Rmt | 23 | 304 | 6992
16 | 40mm Dia | Rmt | 14 | 333 | 4662
17 | 20mm Dia | Nos | 5 | 1661 | 8305
18 | 25mm Dia | Nos | 6 | 1846 | 11076
19 | 32mm Dia | Nos | 9 | 2660 | 23940
20 | 40mm Dia | Nos | 8 | 3046 | 24368
21 | 40mm Dia | Nos | 4 | 96070 | 384280

## FAS
SL NO | ITEM DESCRIPTION | UNIT | QUANTITY | RATE | AMOUNT
1 | Supply Installation Testing & Commissioning of Analogue Addressable Intelligent networkable 01-Loop Fire alarm control panel, provision to make with a minimum capacity of 125 devices + 125 modules per loop, with battery back up for 24 Hrs during normal operation and 15 minutes alarm operation, with minimum 640 Character LCD display, necessary interface card to connect a repeater panel and all hardware & software as per specification. Battery bank should be with enclosure. Panel shall be seamleasly communicate with other panels, Rate shall inclusive of loop cards,POWER SUPPLY UNITS,BATTERY,CABINET...ETC. Each loop shall be loaded with 80% devices of manufacturer specified capacity. The control panel shall be capable of expansion up to 04 SLC modules. *** Panel Loop card qty as per OEM configuration from the Approved makes list The panel shall be UL listed & FM approved, panel shall be 10th Edition / latest edition as per OEM. The panel shall preferably be programmable without any authorisation dongle and laptop as well as software. In case the dongle/software is required, the same shall be handed over to client and shall also be available with minimum two independent service providers. | Nos | 1 | 101000 | 101000
2 | Supply Installation Testing & Commissioning of multi sensor detector (photo+heat) with base,powder coated back box and other accessories as required and Detectors shall be UL listed 268 7th edition and FM Approved - True Ceiling / Above False Ceiling Locations | Nos | 4 | 4054 | 16216
3 | Supply Installation Testing & Commissioning of multi sensor detector (photo+heat) with base,powder coated back box and other accessories as required and Detectors shall be UL listed 268 7th edition and FM Approved - False Ceiling Locations | Nos | 1 | 4054 | 4054
4 | Supply Installation Testing & Commissioning of Analog Addressable Smoke Detector with programmable for timed automatic sensitivity selection with Standard base, MS powder coated backbox and other accessories as required and Detectors shall be UL listed 268 7th edition and FM Approved. (ABOVE FALSE CEILING /TRUE CEILING) | Nos | 80 | 3840 | 307200
5 | Supply Installation Testing & Commissioning of Analog Addressable Smoke Detector with programmable for timed automatic sensitivity selection with Standard base and other accessories as required and Detectors shall be UL listed 268 7th edition and FM Approved-(BELOW FALSE CEILING) | Nos | 15 | 3840 | 57600
6 | Supply Installation Testing & Commissioning of Response indicator with LED display for all detectors located above false ceiling. | Nos | 15 | 1448 | 21720
7 | Supply Installation Testing & Commissioning of Analogue Addressable Fault isolator module capable of monitoring shorted loop circuit and automatically restore communications when shorted conditions are corrected. (FIM's are used for every 20 detectors/devices). MS powder coated backbox and other accessories as required | Nos | 9 | 8446 | 76014
8 | Supply Installation Testing & Commissioning of Analogue Addressable Monitor module operating at 24V DC, 2A, rated at 230V, provided with SPDT contact. MS powder coated backbox and other accessories as required BB INTEGRATION#1 PA #1 ACs#1 | Nos | 2 | 9652 | 19304
9 | Supply Installation Testing & Commissioning of Analogue Addressable Control module operating at 24V DC, 2A, rated at 230V, provided with SPDT contact.MS powder coated backbox and other accessories as required ACS TRIP#0 HOOTER#4 GSS#0 SPARE#1 | Nos | 2 | 10859 | 21718
10 | SITC Analogue Addressable Control relay module operating at 24V DC, 2A, rated at 230V, provided with SPDT contact. MS powder coated backbox and other accessories as required Electrical Panel #1 ACS Panel Tripping#2 Spare#1 | Nos | 4 | 11824 | 47296
11 | Supply Installation Testing & Commissioning of Addressable Electronic Hooter cum Strobe ceiling mounted. The hooters shall be made of ABS plastic, and have a DB level of 65dbA and a multi tone facility. Addressable Control Module shall be fitted in a junction box . Rate shall inclusive of MS powder coated backbox and other accessories as required | Nos | 4 | 9049 | 36196
12 | Supply Installation Testing & Commissioning of Addressable Manual call point with protective cover having an integrally mounted addressable module that monitors and reports contact status. (DUAL ACTION TYPE). Rate shall inclusive of metal backbox including necessary civil works | Nos | 3 | 3861 | 11583
13 | FAS CABLE- 2C x 1.5 mm2, Stranded Annealed Bare Copper conductor,CU Cable 1100 v, Type A , ST1 PVC insulated, PVC Inner sheathed,GI wire Armoured with FRLS outer sheath (1.24 thick) as per IS 1554-1 Cable Marking should include ISI marking& CM/L number. CU Cable with GI saddle spacers every 0.3 mtr with Single compression Cable Glands (metal) ,ABS Junction Boxes (wherever required), terminals,Ferruling complete. | Rmt | 1050 | 79 | 82950
14 | 25 mm dia. | Rmt | 80 | 48 | 3840
15 | Supply and laying of MS Powder coated Trunking 100 x 50 mm x 1.6mm with cover & fixing suppports etc as required (Cable dressing for Fire & PA panel ) | Rmt | 80 | 543 | 43440

## PAS
SL NO | ITEM DESCRIPTION | UNIT | QUANTITY | RATE | AMOUNT
1 | SITC of 6W RMS False Ceiling Mount Speakers with inbuilt 100V Line Matching Transformer, wide opening angle, optimized for music & speech applications with mounting clamps as per specifications or equivalent as per OEM. - Max Power: 8W,Rated Power: 6Watts, Power Tapping: 6/3/1.5W - Effective frequency range(-10 dB) : 150 Hz to 15KHz - SPL at rated power (1Khz at 1 m) 108 dB - Opening Angle 1 KHz / 4 KHz (-6 dB): 180/45 | Nos | 53 | 1280 | 67840
2 | SITC of 6W RMS True Ceiling Mount Speakers with inbuilt 100V Line Matching Transformer, wide opening angle, optimized for music & speech applications with powder coated back box, supports as per specifications or equivalent as per OEM. - Max Power: 8W,Rated Power: 6Watts, Power Tapping: 6/3/1.5W - Effective frequency range(-10 dB) : 150 Hz to 15KHz - SPL at rated power (1Khz at 1 m) 108 dB - Opening Angle 1 KHz / 4 KHz (-6 dB): 180/45 | Nos | 51 | 1280 | 65280
3 | Supply,installation ,testing & Commissioning of 6/8 zone Voice Alarm Main Controller having features like announcement to 8 zone , built in 500W ,input port of emergency microphone on the front panel, music to selected zones can be played, built in 1 GB memory for audio files,volume adjustment with digital volume control. as per technical specification etc. as required. | Nos | 1 | 237744 | 237744
4 | 480W | Nos | 1 | 79248 | 79248
5 | Supply,installation ,testing & Commissioning of voice Alarm Call Station having gooseneck condenser Microphone with 16 zone Selection Keys and an All-Call-Key, PTT Switch, selectable gain, speech filter and limiter for improved intelligibility,LED indication for zone selection complete as required, | Nos | 1 | 46860 | 46860
6 | PAS CABLE- 2C x 1.5 mm2, Stranded Annealed Bare Copper conductor,CU Cable 1100 v, Type A , ST1 PVC insulated, PVC Inner sheathed,GI wire Armoured with FRLS outer sheath (1.24 thick) as per IS 1554-1 Cable Marking should include ISI marking& CM/L number. CU Cable with GI saddle spacers every 0.3 mtr with Single compression Cable Glands (metal) ,ABS Junction Boxes (wherever required), terminals,Ferruling complete. | Mtrs | 760 | 130 | 98800
7 | Supply, Erection, Testing and Commissioning of Rack Mounted DVD Player with necessary accessories etc. (Music player for CAFE) | Nos | 1 | 6096 | 6096
8 | SITC of Volume controller for one speaker | Nos | 1 | 1829 | 1829
9 | SITC OF Suitable size rack as per following specification, Conforms to DIN 41494 Or Equivalent EIA/ISO/EN/CEA Standard Finish - Powder coated finish with Seven tank pretreatment process meeting ASTM standard. shall be of mild steel with suitable anticorrosion protective coating Color - Black/off white/grey Fan module on top of the rack Welded frame with vented top cover with fan , perforated Metal Door with lock & Key and Back vented / Perforated metal door with lock & key and partially vented side panels, free standing on floor with 4 No. casters wheels with 2 no with brakes & 2 No. without brakes, cable oraginesers, Levelers with required 16A/5A power strips including accessories.The racks shall have lockable steel doors having proper ventilation slots for heat dissipation. Cable entry parts should be provided at the bottom. Number of racks shall be as per the design requirement. vendor to consider required number of racks as per their requirement 80% Loading of the rack to be considered. | No | 1 | 12000 | 12000

## FE
SL NO | ITEM DESCRIPTION | UNIT | QUANTITY | RATE | AMOUNT
1 | CO2 stored pressure type Fire Extinguisher ISI marked confirming to IS:15683 latest. Capacity 4.5 Kg. Complete with delivery hose horn, squeeze grip release valve, locking arrangement,operating temperature -30°C to +55°C, supplied with body bearing IS 7285 mark and approved by CCoE tested at 250 kgf/cm2., fitted with ISI marked & CCoE approved valve as per IS 3224. CO2 Gas as per IS: 15222. externally painted with PO Red Shade No. 538 of IS 5, operation manual and tripod floor stand or Wall Mount Bracket including accessories as required as per site condition | Nos | 4 | 4300 | 17200
2 | Powder type Fire Extinguisher (Stored Pressure type) (Powder pressurized with dry nitrogen gas at 15 bar.) capacity: 6kg duly ISI marked conforming to IS: 15683:2006/latest, with IS 14609 ISI marked ABC powder complete with squeeze grip release valve, discharge pipe, locking arrangement, pressure gauge, operation manual,Body Hydrotested at 35 bar, Operating temperature -30°C to +55°C, external epoxy powder coating with PO Red Shade No. 538 of IS 5, and floor stand or Wall Mount Bracket including accessories as required as per site condition | Nos | 25 | 2100 | 52500
3 | FE36 Automatic ceiling Mounted Clean agent Extinguisher - 10 Kg with Ceiling mount accessories including nozzle(57 deg), pressure guage. ISI approved. | Nos | 1 | 28600 | 28600

## GSS
SL NO | ITEM DESCRIPTION | UNIT | QUANTITY | RATE | AMOUNT
1 | FK-5-1-12 Gas as per the technical specifications. | kg. | 170 | 3026 | 514420
2 | Complete Primary Kit for Master cylinder- Solenoid Valve, Pr. Guage , Manual- Pneumatic Actuator, Flexible Discharge & Actuation tube / Hose, Elbow & male connector as reqd, Warning sign and other items as required and as per the technical specifications with all accessories as required. | Nos. | 3 | 61970 | 185910
3 | Discharge Nozzles are designed to provide the proper flow rate and distribution of NOVEC 1230 to total flood a hazard area: 360 deg. as per the technical specifications with all accessories as required. | Nos. | 6 | 1182 | 7092
4 | Cylinder strap with a rail and hardware as per the technical specifications with all accessories as required.( Fabricated) | Nos. | 6 | 3491 | 20946
5 | Hooter cum Strobe and warning Display board outside the room as per the technical specifications with all accessories as required. | Set | 1 | 2922 | 2922
6 | Piping, fittings & supports, etc.ASTM Grade A Sch. 40 as per the technical specifications with all accessories as required.(MSL/JINDAL) | Lot | 1 | 100136 | 100136
7 | Manual Abort and Release station in Break glass enclosure as per the technical specifications with all accessories as required. | Set | 1 | 2686 | 2686
8 | Conventional 2 zone Gas Release Panel | Nos. | 1 | 12486 | 12486
9 | Conventional Smoke detectors | Nos. | 14 | 1774 | 24836
10 | Response Indicators for above somke detectors | Nos. | 7 | 223 | 1561
11 | 2 Core 1.5 Sqmm Copper Armoured Cable as per the technical specifications with all accessories as required.(POLYCAB) | mtrs. | 100 | 120 | 12000

## WLD
SL NO | ITEM DESCRIPTION | UNIT | QUANTITY | RATE | AMOUNT
1 | Supply, installation, testing and commissioning of Water leak detection control panel of 2 zone type consisting with features like, Auxiliary alarm contacts,Monitored alarm outputs,Open & short circuit line monitoring, Bright LED's for indication. Panel shall have lockable enclosure.The panel shall work on 230v AC & also should have built in battery back up.The panel shall have accept / reset / aknowkedge buttons and it shall be wall mounted type.(ELECTRICAL/ UPS ROOM / SERVER ROOM ) THE WLD PANEL WITH RS 485 BMS COMPATIBLE FOR INTEGRATION TO BMS SYSTEM | Lot | 2 | 1216 | 2432
2 | Electronic Hooter cum flasher for water sensing indication. | Nos. | 2 | 608 | 1216
3 | Supply, installation, testing and commissioning of Water leak sensing cable twisted of 15 mts. long, mechanically strong, resistant to corrosion and abrasion. The cable shall be constructed with two sensing wires,an alarm signaling wire and an continuity wire and all shall be in a fluoropolymer carrier ( OR equi. material).The cable shall have factory installed connectors that can help to plug other cable together for extension.The cable shall be rugged in construction, no metal exposes, enables it to be reusable even in corrosive environment.Quoted price shall inclusive of all fixing accessories, end caps and probes (if required). | Mtr. | 80 | 48 | 3840
4 | Supplying,laying, terminating, testing & commissioning of LSZH insulated, sheathed copper conductor, Shielded, armoured cables, Twisted pair, 2C x 1.5 sq.mm cable with ISI Certified, as per the relavent IS standards and specifications with all necessary termination accessories as required. The quoted rate shall be inclusive of suitable saddles, hardware, junction boxes etc. complete. | Mtr. | 100 | 30 | 3000

## RR
SL NO | ITEM DESCRIPTION | UNIT | QUANTITY | RATE | AMOUNT
1 | Supply, installation, testing and commissioning of digital microprocessor- based ultrasonic controlled main panel/controller, wall mounting type with facility to connect up to 24 transducers. The operating frequency shall be > 20kHz and < 60kHz. The front fascia shall have a LCD display and on board controls to change, view and operate the menu. The panel/controller shall be complete in all respects as specified in the technical specifications.THE RRS PANEL WITH RS 485 BMS COMPATIBLE FOR INTEGRATION TO BMS SYSTEM | No | 1 | 1216 | 1216
2 | Supply, installation, testing and commissioning of satellite stations/transducers. These transducers shall cover an area of not less than minimum 250sqft for room void, ceiling void and floor void applications. The transducers shall be as specified in the technical specifications. | Nos | 4 | 244 | 976
3 | Supply , Installation , Testing & Commissioning of Conventional Hooters as per the technical specifications with all accessories as required. | Nos | 4 | 608 | 2432
4 | Supplying,laying, terminating, testing & commissioning of FRLS insulated, sheathed copper conductor, Shielded, armoured cables, Twisted pair, 2C x 1.5 sq.mm cable with ISI Certified, as per the relavent IS standards and specifications with all necessary termination accessories as required. The quoted rate shall be inclusive of suitable saddles, hardware, junction boxes etc. complete. | Rmt | 200 | 30 | 6000